## 1
1 | Building Summary Quick Service Restaurant new construction
UWG |  |  | Value | Value | Value
areaFloor |  | Total Floor Area (m2) | 232.2 | 232.2 | 232.2
nFloor |  | Number of Floors | 1 | 1 | 1
glazing |  | Total | 0.14 | 0.14 | 0.14
hCeiling |  | Floor to Ceiling Height (m) | 3.048 | 3.048 | 3.048
areaWall |  | Gross Dimensions - Total Area (m2) | 185.9 | 185.9 | 185.9
ver2hor |  | Wall to Skin Ratio | 0.44 | 0.418 | 0.418
areaRoof |  | Gross Dimensions - Total Area (m2) | 258.86 | 258.86 | 258.86
areaWindow |  | Total Area (m2) | 26.03 | 26.03 | 26.03

## 2
2 |  | Zone Summary
BLD | UWG | Zone Name | Conditioned (Y/N) | Multiplier | Area (m2) | Volume (m3) | Floor-to-Ceiling Height (m) | Gross Wall Area (m2) | Window Glass Area (m2) | People (m2/per) | People | Lights (W/m2) | Elec Plug and Process (W/m2) | Gas Plug and Process (W/m2) | SWH (L/h) | Ventilation (L/s/Person) | Ventilation (L/s/m2) | Ventilation Total (L/s) | Exhaust (L/s) | Infiltration (ACH)
BLD9PRE | Total | Total Conditioned Zones |  |  | 232.2578 | 708.3742 |  | 185.8802 | 26.02 |  | 89.5833 | 16.0532 | 215.278 | 646.0692 | 151.416 | 10 | 3.8032 | 883.3333 |  | 2.4091
BLD9PRE | Total | Total Conditioned Zones |  |  | 232.2578 | 708.3742 |  | 185.8802 | 26.02 |  | 89.5833 | 16.0532 | 215.278 | 646.0692 | 151.416 | 10 | 3.8032 | 883.3333 |  | 2.4
BLD9PRE | Total | Total Conditioned Zones |  |  | 232.2578 | 708.3742 |  | 185.8802 | 26.02 |  | 89.5833 | 17.7604 | 215.278 | 646.0692 | 151.416 | 10 | 3.8032 | 883.3333 |  | 0.64

## 3
3 |  | Location Summary
Building | UWG |  |  | Miami | Houston | Phoenix | Atlanta | Los Angeles | Las Vegas | San Francisco | Baltimore | Albuquerque | Seattle | Chicago | Boulder | Minneapolis | Helena | Duluth | Fairbanks
BLD9PRE | Zone |  | ASHRAE 90.1-2004 Climate Zone | 1A | 2A | 2B | 3A | 3B-CA | 3B | 3C | 4A | 4B | 4C | 5A | 5B | 6A | 6B | 7 | 8
BLD9PRE | TypeWall |  | Construction Type | MassWall | MassWall | MassWall | MassWall | MassWall | MassWall | MassWall | MassWall | MassWall | MassWall | MassWall | MassWall | MassWall | MassWall | MassWall | MassWall
BLD9PRE | RvalWall |  | R-value (m2·K / W) | 0.7657 | 0.7657 | 0.7657 | 0.78247 | 0.7657 | 0.7657 | 0.78616 | 0.98912 | 0.95694 | 1.006 | 1.1287 | 1.0941 | 1.2151 | 1.2151 | 1.2953 | 1.4085
BLD9PRE | TypeRoof |  | Construction Type | IEAD | IEAD | IEAD | IEAD | IEAD | IEAD | IEAD | IEAD | IEAD | IEAD | IEAD | IEAD | IEAD | IEAD | IEAD | IEAD
BLD9PRE | RvalRoof |  | R-value (m2·K / W) | 1.7575 | 1.7575 | 1.7575 | 1.7575 | 1.7575 | 1.7575 | 1.7575 | 2.045 | 1.9763 | 2.0704 | 2.5 | 2.3697 | 2.9851 | 2.9851 | 2.9326 | 2.9851
BLD9PRE | Uwindow |  | U-Factor (W / m2·K) | 5.835 | 5.835 | 5.835 | 5.835 | 5.835 | 5.835 | 5.835 | 5.835 | 5.835 | 5.835 | 3.525 | 3.525 | 3.525 | 3.525 | 3.525 | 3.525
BLD9PRE | SHGC |  | SHGC | 0.54 | 0.54 | 0.54 | 0.54 | 0.54 | 0.54 | 0.54 | 0.54 | 0.54 | 0.54 | 0.407 | 0.407 | 0.407 | 0.407 | 0.407 | 0.407
BLD9PRE | HVAC |  | Air Conditioning (kW) | 59.4776 | 61.046 | 64.3065 | 61.9892 | 54.2909 | 63.6192 | 42.232 | 59.4448 | 51.9441 | 48.0021 | 58.2342 | 51.4325 | 59.8301 | 46.0967 | 58.8889 | 49.0833
BLD9PRE | HEAT |  | Heating (kW) | 79.6379 | 100.9159 | 91.2151 | 107.634 | 79.735 | 95.0418 | 84.8023 | 114.7768 | 94.7086 | 99.9922 | 134.904 | 112.5833 | 151.7527 | 143.172 | 157.9087 | 230.8252
BLD9PRE | COP |  | Air Conditioning (COP) | 3.4122 | 3.4121 | 3.3603 | 3.4112 | 3.5562 | 3.4096 | 3.5572 | 3.4117 | 3.5553 | 3.5568 | 3.5 | 3.5 | 3.5 | 3.5 | 3.5 | 3.5
BLD9PRE | EffHeat |  | Heating Efficiency (%) | 0.78 | 0.78 | 0.78 | 0.78 | 0.78 | 0.78 | 0.78 | 0.78 | 0.78 | 0.78 | 0.78 | 0.78 | 0.78 | 0.78 | 0.78 | 0.78
BLD9PRE | Fan |  | Fan Max Flow Rate (m3/s ) | 3.95 | 4 | 4.14 | 4.05 | 3.85 | 4.12 | 3.78 | 3.94 | 4.08 | 3.87 | 3.89 | 4.01 | 3.96 | 4.05 | 3.92 | 4.52
BLD9PST | TypeWall |  | Construction Type | WoodFrame | WoodFrame | WoodFrame | WoodFrame | WoodFrame | WoodFrame | WoodFrame | WoodFrame | WoodFrame | WoodFrame | WoodFrame | WoodFrame | WoodFrame | WoodFrame | WoodFrame | WoodFrame
BLD9PST | RvalWall |  | R-value (m2·K / W) | 0.32 | 1.1737 | 0.73368 | 1.355 | 0.80064 | 1.1013 | 1.355 | 1.9802 | 1.7606 | 1.9157 | 2.1459 | 2.1459 | 2.71 | 2.445 | 3.0395 | 3.9062
BLD9PST | TypeRoof |  | Construction Type | Attic | Attic | Attic | Attic | Attic | Attic | Attic | Attic | Attic | Attic | Attic | Attic | Attic | Attic | Attic | Attic
BLD9PST | RvalRoof |  | R-value attic floor (m2·K / W) | 2.38 | 2.6685 | 3.8287 | 2.4461 | 1.7612 | 3.6691 | 2.0013 | 3.0365 | 2.9851 | 2.7518 | 3.323 | 3.4533 | 3.9137 | 3.5943 | 4.403 | 5.6812
BLD9PST | Uwindow |  | U-Factor (W / m2·K) | 5.835 | 5.835 | 5.835 | 4.092 | 5.835 | 5.835 | 4.092 | 3.354 | 4.092 | 4.092 | 3.354 | 3.354 | 2.956 | 2.956 | 2.956 | 2.956
BLD9PST | SHGC |  | SHGC | 0.251 | 0.251 | 0.251 | 0.255 | 0.44 | 0.251 | 0.392 | 0.355 | 0.362 | 0.392 | 0.385 | 0.385 | 0.385 | 0.385 | 0.487 | 0.616
BLD9PST | HVAC |  | Air Conditioning (kW) | 56.7837 | 50.3083 | 51.7111 | 50.2157 | 50.5274 | 50.8871 | 36.2653 | 47.7337 | 40.8282 | 38.9171 | 47.7339 | 39.4041 | 46.8757 | 33.717 | 39.6529 | 30.2162
BLD9PST | HEAT |  | Heating (kW) | 78.5846 | 90.3607 | 78.7739 | 96.197 | 75.0319 | 83.0726 | 77.4883 | 103.9678 | 86.0539 | 90.8697 | 119.9156 | 99.3613 | 128.0979 | 117.7676 | 129.6973 | 158.9948
BLD9PST | COP |  | Air Conditioning (COP) | 3.5 | 3.5606 | 3.559 | 3.5607 | 3.5604 | 3.5599 | 3.5638 | 3.5639 | 3.5571 | 3.5604 | 3.5639 | 3.5578 | 3.5651 | 3.5603 | 3.5513 | 3.67
BLD9PST | EffHeat |  | Heating Efficiency (%) | 0.8 | 0.8 | 0.8 | 0.8 | 0.8 | 0.8 | 0.8 | 0.8 | 0.8 | 0.8 | 0.78864 | 0.8 | 0.78874 | 0.78866 | 0.78884 | 0.78
BLD9PST | Fan |  | Fan Max Flow Rate (m3/s ) | 3.84 | 3.57 | 3.63 | 3.57 | 3.64 | 3.6 | 3.46 | 3.47 | 3.64 | 3.47 | 3.47 | 3.56 | 3.44 | 3.49 | 3.39 | 3.37
BLD9NEW | TypeWall |  | Construction Type | WoodFrame | WoodFrame | WoodFrame | WoodFrame | WoodFrame | WoodFrame | WoodFrame | WoodFrame | WoodFrame | WoodFrame | WoodFrame | WoodFrame | WoodFrame | WoodFrame | WoodFrame | WoodFrame
BLD9NEW | RvalWall |  | R-value (m2·K / W) | 1.9802 | 1.9802 | 1.9802 | 1.9802 | 1.9802 | 1.9802 | 1.9802 | 1.9802 | 1.9802 | 1.9802 | 1.9802 | 1.9802 | 1.9802 | 1.9802 | 1.9802 | 3.4483
BLD9NEW | TypeRoof |  | Construction Type | Attic | Attic | Attic | Attic | Attic | Attic | Attic | Attic | Attic | Attic | Attic | Attic | Attic | Attic | Attic | Attic
BLD9NEW | RvalRoof |  | R-value attic floor (m2·K / W) | 5.18 | 5.18 | 5.18 | 5.18 | 5.18 | 5.18 | 5.18 | 5.18 | 5.18 | 5.18 | 5.18 | 5.18 | 6.5229 | 6.5229 | 6.5229 | 6.5229
BLD9NEW | Uwindow |  | U-Factor (W / m2·K) | 5.835 | 5.835 | 5.835 | 3.241 | 3.241 | 3.241 | 5.835 | 3.241 | 3.241 | 3.241 | 3.241 | 3.241 | 3.241 | 3.241 | 3.241 | 2.615
BLD9NEW | SHGC |  | SHGC | 0.251 | 0.251 | 0.251 | 0.252 | 0.252 | 0.252 | 0.39 | 0.385 | 0.385 | 0.385 | 0.385 | 0.385 | 0.385 | 0.385 | 0.487 | 0.296
BLD9NEW | HVAC |  | Air Conditioning (kW) | 47.8868 | 48.2981 | 48.7672 | 47.7005 | 43.9572 | 44.3151 | 35.0486 | 47.4304 | 38.2061 | 34.9361 | 47.7345 | 38.6411 | 47.7925 | 34.7534 | 41.2909 | 29.066
BLD9NEW | HEAT |  | Heating (kW) | 68.8382 | 88.5014 | 76.1524 | 93.9474 | 69.299 | 80.3971 | 77.7532 | 103.6829 | 85.3776 | 89.3738 | 119.9098 | 99.9601 | 128.9157 | 118.6494 | 131.1333 | 157.1119
BLD9NEW | COP |  | Air Conditioning (COP) | 3.5637 | 3.5631 | 3.5625 | 3.5639 | 3.5626 | 3.5556 | 3.558 | 3.5643 | 3.5532 | 3.5582 | 3.5639 | 3.5526 | 3.5638 | 3.5585 | 3.5492 | 3.67
BLD9NEW | EffHeat |  | Heating Efficiency (%) | 0.8 | 0.8 | 0.8 | 0.8 | 0.8 | 0.8 | 0.8 | 0.8 | 0.8 | 0.8 | 0.78864 | 0.8 | 0.78868 | 0.7886 | 0.78874 | 0.78
BLD9NEW | Fan |  | Fan Max Flow Rate (m3/s ) | 3.48 | 3.49 | 3.51 | 3.47 | 3.39 | 3.47 | 3.47 | 3.46 | 3.6 | 3.4 | 3.47 | 3.6 | 3.47 | 3.54 | 3.45 | 3.29

## 4
4 | Day | Schedule | Type | Through | Day of Week | 1 | 2 | 3 | 4 | 5 | 6 | 7 | 8 | 9 | 10 | 11 | 12 | 13 | 14 | 15 | 16 | 17 | 18 | 19 | 20 | 21 | 22 | 23 | 24 | Hours Per Day | Hours Per Week | Hours Per Year
SchEquip | WD | BLDG_EQUIP_SCH | Fraction | Through 12/31 | Weekday | 0.1 | 0.1 | 0.1 | 0.1 | 0.1 | 0.1 | 0.35 | 0.35 | 0.25 | 0.25 | 0.35 | 0.35 | 0.35 | 0.35 | 0.25 | 0.25 | 0.25 | 0.35 | 0.35 | 0.35 | 0.25 | 0.25 | 0.25 | 0.25 | 6 | 24 | 1251.43
| Sat |  |  |  | Sat | 0.1 | 0.1 | 0.1 | 0.1 | 0.1 | 0.1 | 0.35 | 0.35 | 0.25 | 0.25 | 0.35 | 0.35 | 0.35 | 0.35 | 0.25 | 0.25 | 0.25 | 0.35 | 0.35 | 0.35 | 0.25 | 0.25 | 0.25 | 0.25 | 6
| Sun |  |  |  | Sun, Hol, Other | 0.1 | 0.1 | 0.1 | 0.1 | 0.1 | 0.1 | 0.35 | 0.35 | 0.25 | 0.25 | 0.35 | 0.35 | 0.35 | 0.35 | 0.25 | 0.25 | 0.25 | 0.35 | 0.35 | 0.35 | 0.25 | 0.25 | 0.25 | 0.25 | 6
SchLight | WD | BLDG_LIGHT_SCH |  |  | Weekday, Sat, Sun, Hol, Other | 0.45 | 0.15 | 0.15 | 0.15 | 0.15 | 0.45 | 0.9 | 0.9 | 0.9 | 0.9 | 0.9 | 0.9 | 0.9 | 0.9 | 0.9 | 0.9 | 0.9 | 0.9 | 0.9 | 0.9 | 0.9 | 0.9 | 0.9 | 0.9 | 17.7
| Sat |  |  |  | Weekday, Sat, Sun, Hol, Other | 0.45 | 0.15 | 0.15 | 0.15 | 0.15 | 0.45 | 0.9 | 0.9 | 0.9 | 0.9 | 0.9 | 0.9 | 0.9 | 0.9 | 0.9 | 0.9 | 0.9 | 0.9 | 0.9 | 0.9 | 0.9 | 0.9 | 0.9 | 0.9 | 17.7
| Sun |  |  |  | Weekday, Sat, Sun, Hol, Other | 0.45 | 0.15 | 0.15 | 0.15 | 0.15 | 0.45 | 0.9 | 0.9 | 0.9 | 0.9 | 0.9 | 0.9 | 0.9 | 0.9 | 0.9 | 0.9 | 0.9 | 0.9 | 0.9 | 0.9 | 0.9 | 0.9 | 0.9 | 0.9 | 17.7
SchOcc | WD | BLDG_OCC_SCH | Fraction | Through 12/31 | WD | 0.05 | 0 | 0 | 0 | 0 | 0.05 | 0.1 | 0.4 | 0.4 | 0.3 | 0.2 | 0.5 | 0.8 | 0.7 | 0.4 | 0.2 | 0.25 | 0.5 | 0.55 | 0.55 | 0.55 | 0.5 | 0.35 | 0.2 | 7.55 | 44.5 | 2320.36
| Sat |  |  |  | Sat, Sun, Hol, Other | 0.05 | 0 | 0 | 0 | 0 | 0.05 | 0.05 | 0.3 | 0.3 | 0.3 | 0.2 | 0.45 | 0.6 | 0.5 | 0.35 | 0.3 | 0.3 | 0.3 | 0.55 | 0.55 | 0.55 | 0.5 | 0.35 | 0.2 | 6.75
| Sun |  |  |  | Sat, Sun, Hol, Other | 0.05 | 0 | 0 | 0 | 0 | 0.05 | 0.05 | 0.3 | 0.3 | 0.3 | 0.2 | 0.45 | 0.6 | 0.5 | 0.35 | 0.3 | 0.3 | 0.3 | 0.55 | 0.55 | 0.55 | 0.5 | 0.35 | 0.2 | 6.75
SetCool | WD | CLGSETP_SCH |  |  | Other | 24 | 30 | 30 | 30 | 30 | 24 | 24 | 24 | 24 | 24 | 24 | 24 | 24 | 24 | 24 | 24 | 24 | 24 | 24 | 24 | 24 | 24 | 24 | 24 | 600
| Sat | CLGSETP_SCH |  |  | Other | 24 | 30 | 30 | 30 | 30 | 24 | 24 | 24 | 24 | 24 | 24 | 24 | 24 | 24 | 24 | 24 | 24 | 24 | 24 | 24 | 24 | 24 | 24 | 24 | 600
| Sun | CLGSETP_SCH |  |  | Other | 24 | 30 | 30 | 30 | 30 | 24 | 24 | 24 | 24 | 24 | 24 | 24 | 24 | 24 | 24 | 24 | 24 | 24 | 24 | 24 | 24 | 24 | 24 | 24 | 600
SetHeat | WD | HTGSETP_SCH |  |  | Other | 21 | 15.6 | 15.6 | 15.6 | 15.6 | 21 | 21 | 21 | 21 | 21 | 21 | 21 | 21 | 21 | 21 | 21 | 21 | 21 | 21 | 21 | 21 | 21 | 21 | 21 | 482.4
| Sat |  |  |  | Other | 21 | 15.6 | 15.6 | 15.6 | 15.6 | 21 | 21 | 21 | 21 | 21 | 21 | 21 | 21 | 21 | 21 | 21 | 21 | 21 | 21 | 21 | 21 | 21 | 21 | 21 | 482.4
| Sun |  |  |  | Other | 21 | 15.6 | 15.6 | 15.6 | 15.6 | 21 | 21 | 21 | 21 | 21 | 21 | 21 | 21 | 21 | 21 | 21 | 21 | 21 | 21 | 21 | 21 | 21 | 21 | 21 | 482.4
SchGas | WD | GAS_EQUIP_SCH |  |  | Other | 0.02 | 0.02 | 0.02 | 0.02 | 0.02 | 0.03 | 0.09 | 0.14 | 0.1 | 0.1 | 0.22 | 0.27 | 0.24 | 0.21 | 0.14 | 0.13 | 0.15 | 0.17 | 0.17 | 0.17 | 0.15 | 0.14 | 0.12 | 0.02 | 2.86
| Sat |  |  |  | Other | 0.02 | 0.02 | 0.02 | 0.02 | 0.02 | 0.03 | 0.09 | 0.14 | 0.1 | 0.1 | 0.22 | 0.27 | 0.24 | 0.21 | 0.14 | 0.13 | 0.15 | 0.17 | 0.17 | 0.17 | 0.15 | 0.14 | 0.12 | 0.02 | 2.86
| Sun |  |  |  | Other | 0.02 | 0.02 | 0.02 | 0.02 | 0.02 | 0.03 | 0.09 | 0.14 | 0.1 | 0.1 | 0.22 | 0.27 | 0.24 | 0.21 | 0.14 | 0.13 | 0.15 | 0.17 | 0.17 | 0.17 | 0.15 | 0.14 | 0.12 | 0.02 | 2.86
SchSWH | WD | BLDG_SWH_SCH | Fraction | Through 12/31 | WD, SummerDesign | 0.2 | 0 | 0 | 0 | 0 | 0 | 0.15 | 0.6 | 0.55 | 0.45 | 0.4 | 0.45 | 0.4 | 0.35 | 0.3 | 0.3 | 0.3 | 0.4 | 0.55 | 0.6 | 0.5 | 0.55 | 0.45 | 0.25
| Sat |  |  |  | Sat, WinterDesign | 0.2 | 0 | 0 | 0 | 0 | 0 | 0.15 | 0.15 | 0.15 | 0.5 | 0.45 | 0.5 | 0.5 | 0.45 | 0.4 | 0.4 | 0.35 | 0.4 | 0.55 | 0.55 | 0.5 | 0.55 | 0.4 | 0.3
| Sun |  |  |  | Sun, Hol, Other | 0.25 | 0 | 0 | 0 | 0 | 0 | 0.15 | 0.15 | 0.15 | 0.15 | 0.5 | 0.5 | 0.4 | 0.4 | 0.3 | 0.3 | 0.3 | 0.4 | 0.5 | 0.5 | 0.4 | 0.5 | 0.4 | 0.2

## BuildingSummary
1 | Building Summary Quick Service Restaurant new construction
UWG |  |  | Value | Value | Value
Program
|  | Building Name | Benchmark Quick Service Post-1980 Construction | Reference Building Quick Service Post-1980 Construction | Reference Building Quick Service New 90.1-2004
|  | Available Fuel Types | gas, electricity | gas, electricity | gas, electricity
|  | Principal Building Activity | Food Service | Food Service | Food Service
Form
areaFloor |  | Total Floor Area (m2) | 232.2 | 232.2 | 232.2
|  | Building Shape | Rectangle | Rectangle | Rectangle
|  | Aspect Ratio | 1 | 1 | 1
nFloor |  | Number of Floors | 1 | 1 | 1
Window Fraction (Window to Wall Ratio)
|  | South | 0.28 | 0.28 | 0.28
|  | East | 0.14 | 0.14 | 0.14
|  | North | 0 | 0 | 0
|  | West | 0.14 | 0.14 | 0.14
glazing |  | Total | 0.14 | 0.14 | 0.14
Skylight/TDD Percentage
|  | Shading Geometry | None | None | None
|  | Azimuth | 0 | 0 | 0
|  | Thermal Zoning | 2 zones | 2 zones plus attic | 2 zones plus attic
hCeiling |  | Floor to Ceiling Height (m) | 3.048 | 3.048 | 3.048
|  | Roof type | Built-up flat roof, insulation entirely above deck | Attic | Attic
Fabric
Exterior walls
|  | Construction Type | Mass Wall | Wood-Framed | Wood-Framed
areaWall |  | Gross Dimensions - Total Area (m2) | 185.9 | 185.9 | 185.9
|  | Net Dimensions - Total Area (m2) | 159.9 | 159.9 | 159.9
ver2hor |  | Wall to Skin Ratio | 0.44 | 0.418 | 0.418
Roof
|  | Construction Type | IEAD | Attic | Attic
areaRoof |  | Gross Dimensions - Total Area (m2) | 258.86 | 258.86 | 258.86
|  | Net Dimensions - Total Area (m2) | 258.86 | 258.86 | 258.86
|  | Roof to Skin Ratio | 0.56 | 0.582 | 0.582
Window Dimensions (m2)
|  | South | 13.01 | 13.01 | 13.01
|  | East | 6.51 | 6.51 | 6.51
|  | North | 0 | 0 | 0
|  | West | 6.51 | 6.51 | 6.51
areaWindow |  | Total Area (m2) | 26.03 | 26.03 | 26.03
|  | Operable area (m2) | 0 | 0 | 0
Skylights/TDD
Dimensions - Total Area (m2)
Operable area (m2)
Foundation
|  | Foundation Type | Mass Floor | Mass Floor | Mass Floor
|  | Construction | 4-in slab-on-grade | 4-in slab-on-grade | 4-in slab-on-grade
|  | Dimensions - Total Area (m2) | 232.2 | 232.2 | 232.2
Interior Partitions
|  | Construction | 2x4 steel-frame with gypsum board | 2x4 steel-frame with gypsum board | 2x4 steel-frame with gypsum board
Dimensions - Total Area (m2)
Internal Mass
|  | Construction | 15 cm wood | 15 cm wood | 15 cm wood
|  | Dimensions - Total Area (m2) | 46.47 | 46.47 | 46.47
|  | Thermal diffusivity (m2/s) | 1.84e-07 | 1.84e-07 | 1.84e-07
Air Barrier System
|  | Infiltration (ACH) | 2.41 | 2.41 | 0.64
HVAC
|  | System Type | PSZ-AC | PSZ-AC | PSZ-AC
|  | Heating Type | Gas furnace | Gas furnace | Gas furnace
|  | Cooling Type | Unitary DX | Unitary DX | Unitary DX
|  | Fan Control | Constant volume | Constant volume | Constant volume
Service Water Heating
|  | SWH Type | Storage Tank | Storage Tank | Storage Tank
|  | Fuel | Natural Gas | Natural Gas | Natural Gas
|  | Thermal Efficiency (%) | 80 | 78 | 80
|  | Temperature Setpoint (ºC ) | 60 | 60 | 60
|  | Water Consumption (m3 ) | 414.19 | 414.19 | 414.19

## ZoneSummary
2 |  | Zone Summary
BLD | UWG | Zone Name | Conditioned (Y/N) | Multiplier | Area (m2) | Volume (m3) | Floor-to-Ceiling Height (m) | Gross Wall Area (m2) | Window Glass Area (m2) | People (m2/per) | People | Lights (W/m2) | Elec Plug and Process (W/m2) | Gas Plug and Process (W/m2) | SWH (L/h) | Ventilation (L/s/Person) | Ventilation (L/s/m2) | Ventilation Total (L/s) | Exhaust (L/s) | Infiltration (ACH)
|  | Dining | Yes | 1 | 116.1289 | 354.1871 | 3.0499 | 92.9401 | 26.02 | 1.3935 | 83.3333 | 15.4586 | 129.1668 |  |  | 10 |  | 833.3333 |  | 2.4091
|  | Kitchen | Yes | 1 | 116.1289 | 354.1871 | 3.0499 | 92.9401 | 0 | 18.5806 | 6.25 | 16.6478 | 301.3892 | 1292.1384 | 151.416 | 8 |  | 50 | 1557.4251 | 2.4091
BLD9PRE | Total | Total Conditioned Zones |  |  | 232.2578 | 708.3742 |  | 185.8802 | 26.02 |  | 89.5833 | 16.0532 | 215.278 | 646.0692 | 151.416 | 10 | 3.8032 | 883.3333 |  | 2.4091
|  | Dining | Yes | 1 | 116.1289 | 354.1871 | 3.0499 | 92.9401 | 26.02 | 1.3935 | 83.3333 | 15.4586 | 129.1668 |  |  | 10 |  | 833.3333 |  | 2.4091
|  | Kitchen | Yes | 1 | 116.1289 | 354.1871 | 3.0499 | 92.9401 | 0 | 18.5806 | 6.25 | 16.6478 | 301.3892 | 1292.1384 | 151.416 | 8 |  | 50 | 1557.4251 | 2.4091
|  | Attic | No | 1 | 232.2578 | 262.3272 | 1.1295 | 0 | 0 | [10 empty] | 1
BLD9PRE | Total | Total Conditioned Zones |  |  | 232.2578 | 708.3742 |  | 185.8802 | 26.02 |  | 89.5833 | 16.0532 | 215.278 | 646.0692 |  | 10 | 3.8032 | 883.3333 |  | 2.4
|  | Dining | Yes | 1 | 116.1289 | 354.1871 | 3.0499 | 92.9401 | 26.02 | 1.3935 | 83.3333 | 22.6042 | 129.1668 |  |  | 10 |  | 833.3333 |  | 0.64244
|  | Kitchen | Yes | 1 | 116.1289 | 354.1871 | 3.0499 | 92.9401 | 0 | 18.5806 | 6.25 | 12.9167 | 301.3892 | 1292.1384 | 151.416 | 8 |  | 50 | 1557.4251 | 0.64244
|  | Attic | No | 1 | 232.2578 | 262.3272 | 1.1295 | 0 | 0 | [10 empty] | 1
BLD9PRE | Total | Total Conditioned Zones |  |  | 232.2578 | 708.3742 |  | 185.8802 | 26.02 |  | 89.5833 | 17.7604 | 215.278 | 646.0692 | 151.416 | 10 | 3.8032 | 883.3333 |  | 1.6424

## LocationSummary
3 |  | Location Summary
Building | UWG |  |  | Miami | Houston | Phoenix | Atlanta | Los Angeles | Las Vegas | San Francisco | Baltimore | Albuquerque | Seattle | Chicago | Boulder | Minneapolis | Helena | Duluth | Fairbanks
BLD9PRE |  | Program
BLD9PRE | Zone |  | ASHRAE 90.1-2004 Climate Zone | 1A | 2A | 2B | 3A | 3B-CA | 3B | 3C | 4A | 4B | 4C | 5A | 5B | 6A | 6B | 7 | 8
BLD9PRE |  |  | Available Fuel Types | gas, electricity | gas, electricity | gas, electricity | gas, electricity | gas, electricity | gas, electricity | gas, electricity | gas, electricity | gas, electricity | gas, electricity | gas, electricity | gas, electricity | gas, electricity | gas, electricity | gas, electricity | gas, electricity
BLD9PRE
BLD9PRE |  | Fabric
BLD9PRE |  |  | Exterior walls
BLD9PRE | TypeWall |  | Construction Type | Mass Wall | Mass Wall | Mass Wall | Mass Wall | Mass Wall | Mass Wall | Mass Wall | Mass Wall | Mass Wall | Mass Wall | Mass Wall | Mass Wall | Mass Wall | Mass Wall | Mass Wall | Mass Wall
BLD9PRE | RvalWall |  | R-value (m2·K / W) | 0.7657 | 0.7657 | 0.7657 | 0.78247 | 0.7657 | 0.7657 | 0.78616 | 0.98912 | 0.95694 | 1.006 | 1.1287 | 1.0941 | 1.2151 | 1.2151 | 1.2953 | 1.4085
BLD9PRE |  |  | Roof
BLD9PRE | TypeRoof |  | Construction Type | IEAD | IEAD | IEAD | IEAD | IEAD | IEAD | IEAD | IEAD | IEAD | IEAD | IEAD | IEAD | IEAD | IEAD | IEAD | IEAD
BLD9PRE | RvalRoof |  | R-value (m2·K / W) | 1.7575 | 1.7575 | 1.7575 | 1.7575 | 1.7575 | 1.7575 | 1.7575 | 2.045 | 1.9763 | 2.0704 | 2.5 | 2.3697 | 2.9851 | 2.9851 | 2.9326 | 2.9851
BLD9PRE |  |  | Window
BLD9PRE | Uwindow |  | U-Factor (W / m2·K) | 5.835 | 5.835 | 5.835 | 5.835 | 5.835 | 5.835 | 5.835 | 5.835 | 5.835 | 5.835 | 3.525 | 3.525 | 3.525 | 3.525 | 3.525 | 3.525
BLD9PRE | SHGC |  | SHGC | 0.54 | 0.54 | 0.54 | 0.54 | 0.54 | 0.54 | 0.54 | 0.54 | 0.54 | 0.54 | 0.407 | 0.407 | 0.407 | 0.407 | 0.407 | 0.407
BLD9PRE |  |  | Visible transmittance | 0.384 | 0.384 | 0.384 | 0.384 | 0.384 | 0.384 | 0.384 | 0.384 | 0.384 | 0.384 | 0.316 | 0.316 | 0.316 | 0.316 | 0.316 | 0.316
BLD9PRE |  |  | Skylights/TDD
BLD9PRE |  |  | U-Factor (W / m2·K) | n/a | n/a | n/a | n/a | n/a | n/a | n/a | n/a | n/a | n/a | n/a | n/a | n/a | n/a | n/a | n/a
BLD9PRE |  |  | SHGC | n/a | n/a | n/a | n/a | n/a | n/a | n/a | n/a | n/a | n/a | n/a | n/a | n/a | n/a | n/a | n/a
BLD9PRE |  |  | Visible transmittance | n/a | n/a | n/a | n/a | n/a | n/a | n/a | n/a | n/a | n/a | n/a | n/a | n/a | n/a | n/a | n/a
BLD9PRE |  |  | Foundation
BLD9PRE |  |  | Foundation Type | Mass Floor | Mass Floor | Mass Floor | Mass Floor | Mass Floor | Mass Floor | Mass Floor | Mass Floor | Mass Floor | Mass Floor | Mass Floor | Mass Floor | Mass Floor | Mass Floor | Mass Floor | Mass Floor
BLD9PRE |  |  | Construction | 4-in slab-on-grade | 4-in slab-on-grade | 4-in slab-on-grade | 4-in slab-on-grade | 4-in slab-on-grade | 4-in slab-on-grade | 4-in slab-on-grade | 4-in slab-on-grade | 4-in slab-on-grade | 4-in slab-on-grade | 4-in slab-on-grade | 4-in slab-on-grade | 4-in slab-on-grade | 4-in slab-on-grade | 4-in slab-on-grade | 4-in slab-on-grade
BLD9PRE |  |  | R-value (m2·K / W) | 0.32051 | 0.32051 | 0.32051 | 0.32051 | 0.32051 | 0.32051 | 0.32051 | 0.32051 | 0.32051 | 0.32051 | 0.32051 | 0.32051 | 0.32051 | 0.32051 | 0.32051 | 0.32051
BLD9PRE |  | HVAC
BLD9PRE |  |  | HVAC Sizing
BLD9PRE | HVAC |  | Air Conditioning (kW) | 59.4776 | 61.046 | 64.3065 | 61.9892 | 54.2909 | 63.6192 | 42.232 | 59.4448 | 51.9441 | 48.0021 | 58.2342 | 51.4325 | 59.8301 | 46.0967 | 58.8889 | 49.0833
BLD9PRE |  |  | PSZ-AC_1:1_COOLC DXCOIL | 41.4341 | 42.5471 | 44.915 | 43.3602 | 36.3503 | 44.7773 | 28.0181 | 41.5042 | 35.0528 | 31.9566 | 37.5389 | 31.6974 | 36.4912 | 26.6165 | 33.8038 | 27.07
BLD9PRE |  |  | PSZ-AC_2:2_COOLC DXCOIL | 18.0435 | 18.499 | 19.3914 | 18.629 | 17.9406 | 18.842 | 14.2138 | 17.9406 | 16.8912 | 16.0455 | 20.6953 | 19.7351 | 23.3389 | 19.4802 | 25.0852 | 22.0134
BLD9PRE | HEAT |  | Heating (kW) | 79.6379 | 100.9159 | 91.2151 | 107.634 | 79.735 | 95.0418 | 84.8023 | 114.7768 | 94.7086 | 99.9922 | 134.904 | 112.5833 | 151.7527 | 143.172 | 157.9087 | 230.8252
BLD9PRE |  |  | PSZ-AC_1:1_HEATC | 51.5064 | 62.8412 | 57.5418 | 66.2722 | 50.6439 | 59.6716 | 52.647 | 70.4353 | 59.0671 | 61.6453 | 75.1503 | 63.3283 | 78.9276 | 72.2871 | 77.7894 | 100.2156
BLD9PRE |  |  | PSZ-AC_2:2_HEATC | 28.1314 | 38.0748 | 33.6733 | 41.3617 | 29.091 | 35.3703 | 32.1552 | 44.3415 | 35.6415 | 38.3469 | 59.7537 | 49.255 | 72.8251 | 70.8848 | 80.1194 | 130.6096
BLD9PRE |  |  | HVAC Efficiency
BLD9PRE | COP |  | Air Conditioning (COP) | 3.4122 | 3.4121 | 3.3603 | 3.4112 | 3.5562 | 3.4096 | 3.5572 | 3.4117 | 3.5553 | 3.5568 | 3.5 | 3.5 | 3.5 | 3.5 | 3.5 | 3.5
BLD9PRE |  |  | PSZ-AC_1:1_COOLC DXCOIL | 3.3 | 3.3 | 3.3 | 3.3 | 3.5 | 3.3 | 3.5 | 3.3 | 3.5 | 3.5 | 3.5 | 3.5 | 3.5 | 3.5 | 3.5 | 3.5
BLD9PRE |  |  | PSZ-AC_2:2_COOLC DXCOIL | 3.67 | 3.67 | 3.5 | 3.67 | 3.67 | 3.67 | 3.67 | 3.67 | 3.67 | 3.67 | 3.5 | 3.5 | 3.5 | 3.5 | 3.5 | 3.5
BLD9PRE | EffHeat |  | Heating Efficiency (%) | 0.78 | 0.78 | 0.78 | 0.78 | 0.78 | 0.78 | 0.78 | 0.78 | 0.78 | 0.78 | 0.78 | 0.78 | 0.78 | 0.78 | 0.78 | 0.78
BLD9PRE |  |  | PSZ-AC_1:1_HEATC | 0.78 | 0.78 | 0.78 | 0.78 | 0.78 | 0.78 | 0.78 | 0.78 | 0.78 | 0.78 | 0.78 | 0.78 | 0.78 | 0.78 | 0.78 | 0.78
BLD9PRE |  |  | PSZ-AC_2:2_HEATC | 0.78 | 0.78 | 0.78 | 0.78 | 0.78 | 0.78 | 0.78 | 0.78 | 0.78 | 0.78 | 0.78 | 0.78 | 0.78 | 0.78 | 0.78 | 0.78
BLD9PRE |  |  | HVAC Control - Economizer
BLD9PRE |  |  | PSZ-AC_1:1 | NoEconomizer | NoEconomizer | DifferentialDryBulb | NoEconomizer | DifferentialDryBulb | DifferentialDryBulb | DifferentialDryBulb | NoEconomizer | DifferentialDryBulb | DifferentialDryBulb | NoEconomizer | DifferentialDryBulb | NoEconomizer | DifferentialDryBulb | NoEconomizer | NoEconomizer
BLD9PRE |  |  | PSZ-AC_2:2 | NoEconomizer | NoEconomizer | NoEconomizer | NoEconomizer | NoEconomizer | NoEconomizer | NoEconomizer | NoEconomizer | NoEconomizer | NoEconomizer | NoEconomizer | DifferentialDryBulb | NoEconomizer | DifferentialDryBulb | NoEconomizer | NoEconomizer
BLD9PRE | Fan |  | Fan Max Flow Rate (m3/s ) | 3.95 | 4 | 4.14 | 4.05 | 3.85 | 4.12 | 3.78 | 3.94 | 4.08 | 3.87 | 3.89 | 4.01 | 3.96 | 4.05 | 3.92 | 4.52
BLD9PRE |  |  | DINING EXHAUST FAN | 0.83 | 0.83 | 0.83 | 0.83 | 0.83 | 0.83 | 0.83 | 0.83 | 0.83 | 0.83 | 0.83 | 0.83 | 0.83 | 0.83 | 0.83 | 0.83
BLD9PRE |  |  | KITCHEN EXHAUST FAN | 0.72 | 0.72 | 0.72 | 0.72 | 0.72 | 0.72 | 0.72 | 0.72 | 0.72 | 0.72 | 0.72 | 0.72 | 0.72 | 0.72 | 0.72 | 0.72
BLD9PRE |  |  | PSZ-AC_1:1_FAN | 1.67 | 1.71 | 1.81 | 1.75 | 1.58 | 1.81 | 1.51 | 1.67 | 1.8 | 1.6 | 1.51 | 1.61 | 1.47 | 1.5 | 1.36 | 1.64
BLD9PRE |  |  | PSZ-AC_2:2_FAN | 0.73 | 0.74 | 0.78 | 0.75 | 0.72 | 0.76 | 0.72 | 0.72 | 0.73 | 0.72 | 0.83 | 0.85 | 0.94 | 1 | 1.01 | 1.33
BLD9PRE |  | Utility Costs
BLD9PRE |  |  | Electric Utility Rates
BLD9PRE |  |  | Average Annual Rate ($/kWh) | 0.075652 | 0.10548 | 0.097389 | 0.10643 | 0.12468 | 0.093957 | 0.14533 | 0.06531 | 0.03779 | 0.072357 | 0.053599 | 0.037811 | 0.051261 | 0.06768 | 0.050365 | 0.087495
BLD9PRE |  |  | Total Cost ($/m2) | 83.52 | 110.97 | 105.5 | 105.19 | 115.2 | 97.61 | 131.57 | 63.02 | 36.33 | 65.89 | 50.5 | 35.48 | 48.2 | 62.72 | 46.28 | 81.61
BLD9PRE |  |  | Gas Utility Rates
BLD9PRE |  |  | Average Annual Rate ($/MJ) | 0.01147 | 0.0081945 | 0.0085964 | 0.010623 | 0.008406 | 0.0081359 | 0.008428 | 0.0099854 | 0.0071492 | 0.0083193 | 0.0087225 | 0.0071271 | 0.0079403 | 0.0085326 | 0.0079242 | 0.0041582
BLD9PRE |  |  | Total Cost ($/m2) | 30.75 | 25.72 | 25.31 | 38.7 | 24.31 | 26.17 | 28.21 | 44.71 | 27.65 | 34.46 | 45.24 | 31.9 | 47.58 | 45.3 | 54.21 | 39.27
BLD9PRE |  |  | Total Utility Costs
BLD9PRE |  |  | Cost Intensity ($/m2) | 114.27 | 136.69 | 130.81 | 143.89 | 139.51 | 123.78 | 159.78 | 107.73 | 63.98 | 100.35 | 95.73 | 67.38 | 95.78 | 108.02 | 100.49 | 120.88
BLD9PRE |  | Energy - End Uses
BLD9PRE |  |  | Electricity (kWh)
BLD9PRE |  |  | Heating | 0 | 0 | 0 | 0 | 0 | 0 | 0 | 0 | 0 | 0 | 0 | 0 | 0 | 0 | 0 | 0
BLD9PRE |  |  | Cooling | 43372.2222 | 31605.5556 | 37969.4444 | 17155.5556 | 4047.2222 | 28302.7778 | 1116.6667 | 12791.6667 | 11030.5556 | 1683.3333 | 8130.5556 | 6611.1111 | 7130.5556 | 3691.6667 | 2391.6667 | 1011.1111
BLD9PRE |  |  | Interior Lighting | 47966.6667 | 47966.6667 | 47966.6667 | 47966.6667 | 47966.6667 | 47966.6667 | 47966.6667 | 47966.6667 | 47966.6667 | 47966.6667 | 47966.6667 | 47966.6667 | 47966.6667 | 47966.6667 | 47966.6667 | 47966.6667
BLD9PRE |  |  | Exterior Lighting | 12955.5556 | 12933.3333 | 12927.7778 | 12950 | 12947.2222 | 12936.1111 | 12922.2222 | 12936.1111 | 12933.3333 | 12913.8889 | 12916.6667 | 12919.4444 | 12927.7778 | 12911.1111 | 12908.3333 | 12830.5556
BLD9PRE |  |  | Interior Equipment | 113711.1111 | 113711.1111 | 113711.1111 | 113711.1111 | 113711.1111 | 113711.1111 | 113711.1111 | 113711.1111 | 113711.1111 | 113711.1111 | 113711.1111 | 113711.1111 | 113711.1111 | 113711.1111 | 113711.1111 | 113711.1111
BLD9PRE |  |  | Exterior Equipment | 0 | 0 | 0 | 0 | 0 | 0 | 0 | 0 | 0 | 0 | 0 | 0 | 0 | 0 | 0 | 0
BLD9PRE |  |  | Fans | 19363.8889 | 20002.7778 | 20977.7778 | 20511.1111 | 18600 | 20961.1111 | 18066.6667 | 20002.7778 | 21063.8889 | 19088.8889 | 19780.5556 | 20611.1111 | 20488.8889 | 21158.3333 | 20877.7778 | 25908.3333
BLD9PRE |  |  | Pumps | 0 | 0 | 0 | 0 | 0 | 0 | 0 | 0 | 0 | 0 | 0 | 0 | 0 | 0 | 0 | 0
BLD9PRE |  |  | Heat Rejection | 0 | 0 | 0 | 0 | 0 | 0 | 0 | 0 | 0 | 0 | 0 | 0 | 0 | 0 | 0 | 0
BLD9PRE |  |  | Humidification | 0 | 0 | 0 | 0 | 0 | 0 | 0 | 0 | 0 | 0 | 0 | 0 | 0 | 0 | 0 | 0
BLD9PRE |  |  | Heat Recovery | 0 | 0 | 0 | 0 | 0 | 0 | 0 | 0 | 0 | 0 | 0 | 0 | 0 | 0 | 0 | 0
BLD9PRE |  |  | Water Systems | 0 | 0 | 0 | 0 | 0 | 0 | 0 | 0 | 0 | 0 | 0 | 0 | 0 | 0 | 0 | 0
BLD9PRE |  |  | Refrigeration | 19136.1111 | 18227.7778 | 18127.7778 | 17347.2222 | 17405.5556 | 17497.2222 | 16572.2222 | 16777.7778 | 16675 | 16219.4444 | 16397.2222 | 16230.5556 | 16238.8889 | 15869.4444 | 15638.8889 | 15291.6667
BLD9PRE |  |  | Generators | 0 | 0 | 0 | 0 | 0 | 0 | 0 | 0 | 0 | 0 | 0 | 0 | 0 | 0 | 0 | 0
BLD9PRE |  |  | Total End Uses | 256505.5556 | 244447.2222 | 251683.3333 | 229641.6667 | 214677.7778 | 241375 | 210355.5556 | 224186.1111 | 223380.5556 | 211583.3333 | 218905.5556 | 218050 | 218463.8889 | 215311.1111 | 213494.4444 | 216719.4444
BLD9PRE |  |  | Gas (MJ)
BLD9PRE |  |  | Heating | 4020 | 100910 | 61300 | 209140 | 36460 | 117950 | 134480 | 396080 | 255680 | 314390 | 554430 | 389680 | 736410 | 576620 | 924840 | 1518720
BLD9PRE |  |  | Cooling | 0 | 0 | 0 | 0 | 0 | 0 | 0 | 0 | 0 | 0 | 0 | 0 | 0 | 0 | 0 | 0
BLD9PRE |  |  | Interior Lighting | 0 | 0 | 0 | 0 | 0 | 0 | 0 | 0 | 0 | 0 | 0 | 0 | 0 | 0 | 0 | 0
BLD9PRE |  |  | Exterior Lighting | 0 | 0 | 0 | 0 | 0 | 0 | 0 | 0 | 0 | 0 | 0 | 0 | 0 | 0 | 0 | 0
BLD9PRE |  |  | Interior Equipment | 563910 | 563910 | 563910 | 563910 | 563910 | 563910 | 563910 | 563910 | 563910 | 563910 | 563910 | 563910 | 563910 | 563910 | 563910 | 563910
BLD9PRE |  |  | Exterior Equipment | 0 | 0 | 0 | 0 | 0 | 0 | 0 | 0 | 0 | 0 | 0 | 0 | 0 | 0 | 0 | 0
BLD9PRE |  |  | Fans | 0 | 0 | 0 | 0 | 0 | 0 | 0 | 0 | 0 | 0 | 0 | 0 | 0 | 0 | 0 | 0
BLD9PRE |  |  | Pumps | 0 | 0 | 0 | 0 | 0 | 0 | 0 | 0 | 0 | 0 | 0 | 0 | 0 | 0 | 0 | 0
BLD9PRE |  |  | Heat Rejection | 0 | 0 | 0 | 0 | 0 | 0 | 0 | 0 | 0 | 0 | 0 | 0 | 0 | 0 | 0 | 0
BLD9PRE |  |  | Humidification | 0 | 0 | 0 | 0 | 0 | 0 | 0 | 0 | 0 | 0 | 0 | 0 | 0 | 0 | 0 | 0
BLD9PRE |  |  | Heat Recovery | 0 | 0 | 0 | 0 | 0 | 0 | 0 | 0 | 0 | 0 | 0 | 0 | 0 | 0 | 0 | 0
BLD9PRE |  |  | Water Systems | 54950 | 64300 | 58920 | 73300 | 71560 | 65400 | 79260 | 80380 | 79040 | 84070 | 86600 | 86270 | 91970 | 92940 | 100820 | 111540
BLD9PRE |  |  | Refrigeration | 0 | 0 | 0 | 0 | 0 | 0 | 0 | 0 | 0 | 0 | 0 | 0 | 0 | 0 | 0 | 0
BLD9PRE |  |  | Generators | 0 | 0 | 0 | 0 | 0 | 0 | 0 | 0 | 0 | 0 | 0 | 0 | 0 | 0 | 0 | 0
BLD9PRE |  |  | Total End Uses | 622880 | 729120 | 684140 | 846360 | 671930 | 747260 | 777660 | 1040370 | 898630 | 962370 | 1204940 | 1039860 | 1392290 | 1233470 | 1589570 | 2194170
BLD9PRE |  |  | Purchased Cooling (MJ)
BLD9PRE |  |  | Heating | 0 | 0 | 0 | 0 | 0 | 0 | 0 | 0 | 0 | 0 | 0 | 0 | 0 | 0 | 0 | 0
BLD9PRE |  |  | Cooling | 0 | 0 | 0 | 0 | 0 | 0 | 0 | 0 | 0 | 0 | 0 | 0 | 0 | 0 | 0 | 0
BLD9PRE |  |  | Interior Lighting | 0 | 0 | 0 | 0 | 0 | 0 | 0 | 0 | 0 | 0 | 0 | 0 | 0 | 0 | 0 | 0
BLD9PRE |  |  | Exterior Lighting | 0 | 0 | 0 | 0 | 0 | 0 | 0 | 0 | 0 | 0 | 0 | 0 | 0 | 0 | 0 | 0
BLD9PRE |  |  | Interior Equipment | 0 | 0 | 0 | 0 | 0 | 0 | 0 | 0 | 0 | 0 | 0 | 0 | 0 | 0 | 0 | 0
BLD9PRE |  |  | Exterior Equipment | 0 | 0 | 0 | 0 | 0 | 0 | 0 | 0 | 0 | 0 | 0 | 0 | 0 | 0 | 0 | 0
BLD9PRE |  |  | Fans | 0 | 0 | 0 | 0 | 0 | 0 | 0 | 0 | 0 | 0 | 0 | 0 | 0 | 0 | 0 | 0
BLD9PRE |  |  | Pumps | 0 | 0 | 0 | 0 | 0 | 0 | 0 | 0 | 0 | 0 | 0 | 0 | 0 | 0 | 0 | 0
BLD9PRE |  |  | Heat Rejection | 0 | 0 | 0 | 0 | 0 | 0 | 0 | 0 | 0 | 0 | 0 | 0 | 0 | 0 | 0 | 0
BLD9PRE |  |  | Humidification | 0 | 0 | 0 | 0 | 0 | 0 | 0 | 0 | 0 | 0 | 0 | 0 | 0 | 0 | 0 | 0
BLD9PRE |  |  | Heat Recovery | 0 | 0 | 0 | 0 | 0 | 0 | 0 | 0 | 0 | 0 | 0 | 0 | 0 | 0 | 0 | 0
BLD9PRE |  |  | Water Systems | 0 | 0 | 0 | 0 | 0 | 0 | 0 | 0 | 0 | 0 | 0 | 0 | 0 | 0 | 0 | 0
BLD9PRE |  |  | Refrigeration | 0 | 0 | 0 | 0 | 0 | 0 | 0 | 0 | 0 | 0 | 0 | 0 | 0 | 0 | 0 | 0
BLD9PRE |  |  | Generators | 0 | 0 | 0 | 0 | 0 | 0 | 0 | 0 | 0 | 0 | 0 | 0 | 0 | 0 | 0 | 0
BLD9PRE |  |  | Total End Uses | 0 | 0 | 0 | 0 | 0 | 0 | 0 | 0 | 0 | 0 | 0 | 0 | 0 | 0 | 0 | 0
BLD9PRE |  |  | Purchased Heating (MJ)
BLD9PRE |  |  | Heating | 0 | 0 | 0 | 0 | 0 | 0 | 0 | 0 | 0 | 0 | 0 | 0 | 0 | 0 | 0 | 0
BLD9PRE |  |  | Cooling | 0 | 0 | 0 | 0 | 0 | 0 | 0 | 0 | 0 | 0 | 0 | 0 | 0 | 0 | 0 | 0
BLD9PRE |  |  | Interior Lighting | 0 | 0 | 0 | 0 | 0 | 0 | 0 | 0 | 0 | 0 | 0 | 0 | 0 | 0 | 0 | 0
BLD9PRE |  |  | Exterior Lighting | 0 | 0 | 0 | 0 | 0 | 0 | 0 | 0 | 0 | 0 | 0 | 0 | 0 | 0 | 0 | 0
BLD9PRE |  |  | Interior Equipment | 0 | 0 | 0 | 0 | 0 | 0 | 0 | 0 | 0 | 0 | 0 | 0 | 0 | 0 | 0 | 0
BLD9PRE |  |  | Exterior Equipment | 0 | 0 | 0 | 0 | 0 | 0 | 0 | 0 | 0 | 0 | 0 | 0 | 0 | 0 | 0 | 0
BLD9PRE |  |  | Fans | 0 | 0 | 0 | 0 | 0 | 0 | 0 | 0 | 0 | 0 | 0 | 0 | 0 | 0 | 0 | 0
BLD9PRE |  |  | Pumps | 0 | 0 | 0 | 0 | 0 | 0 | 0 | 0 | 0 | 0 | 0 | 0 | 0 | 0 | 0 | 0
BLD9PRE |  |  | Heat Rejection | 0 | 0 | 0 | 0 | 0 | 0 | 0 | 0 | 0 | 0 | 0 | 0 | 0 | 0 | 0 | 0
BLD9PRE |  |  | Humidification | 0 | 0 | 0 | 0 | 0 | 0 | 0 | 0 | 0 | 0 | 0 | 0 | 0 | 0 | 0 | 0
BLD9PRE |  |  | Heat Recovery | 0 | 0 | 0 | 0 | 0 | 0 | 0 | 0 | 0 | 0 | 0 | 0 | 0 | 0 | 0 | 0
BLD9PRE |  |  | Water Systems | 0 | 0 | 0 | 0 | 0 | 0 | 0 | 0 | 0 | 0 | 0 | 0 | 0 | 0 | 0 | 0
BLD9PRE |  |  | Refrigeration | 0 | 0 | 0 | 0 | 0 | 0 | 0 | 0 | 0 | 0 | 0 | 0 | 0 | 0 | 0 | 0
BLD9PRE |  |  | Generators | 0 | 0 | 0 | 0 | 0 | 0 | 0 | 0 | 0 | 0 | 0 | 0 | 0 | 0 | 0 | 0
BLD9PRE |  |  | Total End Uses | 0 | 0 | 0 | 0 | 0 | 0 | 0 | 0 | 0 | 0 | 0 | 0 | 0 | 0 | 0 | 0
BLD9PRE |  |  | Total Building (MJ) | 1546300 | 1609130 | 1590200 | 1673070 | 1444780 | 1616210 | 1534940 | 1847440 | 1702800 | 1724070 | 1992990 | 1824840 | 2178760 | 2008590 | 2358140 | 2974350
BLD9PRE |  | Energy - End Use Intensities
BLD9PRE |  |  | Electricity (MJ/m2)
BLD9PRE |  |  | Heating (elec) | 0 | 0 | 0 | 0 | 0 | 0 | 0 | 0 | 0 | 0 | 0 | 0 | 0 | 0 | 0 | 0
BLD9PRE |  |  | Cooling (elec) | 672.0324 | 489.7134 | 588.3188 | 265.8173 | 62.7098 | 438.5383 | 17.3022 | 198.2009 | 170.9133 | 26.0825 | 125.9792 | 102.4361 | 110.4846 | 57.2007 | 37.0578 | 15.6667
BLD9PRE |  |  | Interior Lighting (elec) | 743.2211 | 743.2211 | 743.2211 | 743.2211 | 743.2211 | 743.2211 | 743.2211 | 743.2211 | 743.2211 | 743.2211 | 743.2211 | 743.2211 | 743.2211 | 743.2211 | 743.2211 | 743.2211
BLD9PRE |  |  | Exterior Lighting (elec) | 200.7403 | 200.396 | 200.3099 | 200.6542 | 200.6112 | 200.439 | 200.2238 | 200.439 | 200.396 | 200.0947 | 200.1377 | 200.1808 | 200.3099 | 200.0516 | 200.0086 | 198.8035
BLD9PRE |  |  | Interior Equipment (elec) | 1761.9007 | 1761.9007 | 1761.9007 | 1761.9007 | 1761.9007 | 1761.9007 | 1761.9007 | 1761.9007 | 1761.9007 | 1761.9007 | 1761.9007 | 1761.9007 | 1761.9007 | 1761.9007 | 1761.9007 | 1761.9007
BLD9PRE |  |  | Exterior Equipment (elec) | 0 | 0 | 0 | 0 | 0 | 0 | 0 | 0 | 0 | 0 | 0 | 0 | 0 | 0 | 0 | 0
BLD9PRE |  |  | Fans (elec) | 300.0344 | 309.9337 | 325.0409 | 317.8101 | 288.1983 | 324.7826 | 279.9346 | 309.9337 | 326.3751 | 295.7734 | 306.4905 | 319.3596 | 317.4658 | 327.8385 | 323.4914 | 401.4375
BLD9PRE |  |  | Pumps (elec) | 0 | 0 | 0 | 0 | 0 | 0 | 0 | 0 | 0 | 0 | 0 | 0 | 0 | 0 | 0 | 0
BLD9PRE |  |  | Heat Rejection (elec) | 0 | 0 | 0 | 0 | 0 | 0 | 0 | 0 | 0 | 0 | 0 | 0 | 0 | 0 | 0 | 0
BLD9PRE |  |  | Humidification (elec) | 0 | 0 | 0 | 0 | 0 | 0 | 0 | 0 | 0 | 0 | 0 | 0 | 0 | 0 | 0 | 0
BLD9PRE |  |  | Heat Recovery (elec) | 0 | 0 | 0 | 0 | 0 | 0 | 0 | 0 | 0 | 0 | 0 | 0 | 0 | 0 | 0 | 0
BLD9PRE |  |  | Water Systems (elec) | 0 | 0 | 0 | 0 | 0 | 0 | 0 | 0 | 0 | 0 | 0 | 0 | 0 | 0 | 0 | 0
BLD9PRE |  |  | Refrigeration (elec) | 296.5051 | 282.4309 | 280.8815 | 268.7871 | 269.691 | 271.1113 | 256.7789 | 259.9638 | 258.3714 | 251.3127 | 254.0673 | 251.4849 | 251.614 | 245.8896 | 242.3173 | 236.9372
BLD9PRE |  |  | Generators (elec) | 0 | 0 | 0 | 0 | 0 | 0 | 0 | 0 | 0 | 0 | 0 | 0 | 0 | 0 | 0 | 0
BLD9PRE |  |  | Total End Uses | 3974.434 | 3787.5958 | 3899.7159 | 3558.1906 | 3326.3321 | 3739.9931 | 3259.3613 | 3473.6593 | 3461.1776 | 3278.3851 | 3391.8395 | 3378.5831 | 3384.9961 | 3336.1453 | 3307.9969 | 3357.9668
BLD9PRE |  |  | Gas (MJ/m2)
BLD9PRE |  |  | Heating (gas) | 17.3022 | 434.3204 | 263.8375 | 900.1463 | 156.9252 | 507.6612 | 578.8069 | 1704.743 | 1100.4562 | 1353.1463 | 2386.2873 | 1677.1972 | 3169.536 | 2481.7939 | 3980.5458 | 6536.6274
BLD9PRE |  |  | Cooling (gas) | 0 | 0 | 0 | 0 | 0 | 0 | 0 | 0 | 0 | 0 | 0 | 0 | 0 | 0 | 0 | 0
BLD9PRE |  |  | Interior Lighting (gas) | 0 | 0 | 0 | 0 | 0 | 0 | 0 | 0 | 0 | 0 | 0 | 0 | 0 | 0 | 0 | 0
BLD9PRE |  |  | Exterior Lighting (gas) | 0 | 0 | 0 | 0 | 0 | 0 | 0 | 0 | 0 | 0 | 0 | 0 | 0 | 0 | 0 | 0
BLD9PRE |  |  | Interior Equipment (gas) | 2427.0896 | 2427.0896 | 2427.0896 | 2427.0896 | 2427.0896 | 2427.0896 | 2427.0896 | 2427.0896 | 2427.0896 | 2427.0896 | 2427.0896 | 2427.0896 | 2427.0896 | 2427.0896 | 2427.0896 | 2427.0896
BLD9PRE |  |  | Exterior Equipment (gas) | 0 | 0 | 0 | 0 | 0 | 0 | 0 | 0 | 0 | 0 | 0 | 0 | 0 | 0 | 0 | 0
BLD9PRE |  |  | Fans (gas) | 0 | 0 | 0 | 0 | 0 | 0 | 0 | 0 | 0 | 0 | 0 | 0 | 0 | 0 | 0 | 0
BLD9PRE |  |  | Pumps (gas) | 0 | 0 | 0 | 0 | 0 | 0 | 0 | 0 | 0 | 0 | 0 | 0 | 0 | 0 | 0 | 0
BLD9PRE |  |  | Heat Rejection (gas) | 0 | 0 | 0 | 0 | 0 | 0 | 0 | 0 | 0 | 0 | 0 | 0 | 0 | 0 | 0 | 0
BLD9PRE |  |  | Humidification (gas) | 0 | 0 | 0 | 0 | 0 | 0 | 0 | 0 | 0 | 0 | 0 | 0 | 0 | 0 | 0 | 0
BLD9PRE |  |  | Heat Recovery (gas) | 0 | 0 | 0 | 0 | 0 | 0 | 0 | 0 | 0 | 0 | 0 | 0 | 0 | 0 | 0 | 0
BLD9PRE |  |  | Water Systems (gas) | 236.5068 | 276.7496 | 253.5939 | 315.4859 | 307.9969 | 281.484 | 341.138 | 345.9585 | 340.1911 | 361.8404 | 372.7296 | 371.3093 | 395.8423 | 400.0172 | 433.933 | 480.0723
BLD9PRE |  |  | Refrigeration (gas) | 0 | 0 | 0 | 0 | 0 | 0 | 0 | 0 | 0 | 0 | 0 | 0 | 0 | 0 | 0 | 0
BLD9PRE |  |  | Generators (gas) | 0 | 0 | 0 | 0 | 0 | 0 | 0 | 0 | 0 | 0 | 0 | 0 | 0 | 0 | 0 | 0
BLD9PRE |  |  | Total End Uses | 2680.8987 | 3138.1596 | 2944.564 | 3642.7649 | 2892.0117 | 3216.2348 | 3347.0776 | 4477.7912 | 3867.7369 | 4142.0763 | 5186.1066 | 4475.5961 | 5992.4679 | 5308.9007 | 6841.5684 | 9443.7893
BLD9PRE |  |  | Purchased Cooling (MJ/m2)
BLD9PRE |  |  | Heating | 0 | 0 | 0 | 0 | 0 | 0 | 0 | 0 | 0 | 0 | 0 | 0 | 0 | 0 | 0 | 0
BLD9PRE |  |  | Cooling | 0 | 0 | 0 | 0 | 0 | 0 | 0 | 0 | 0 | 0 | 0 | 0 | 0 | 0 | 0 | 0
BLD9PRE |  |  | Interior Lighting | 0 | 0 | 0 | 0 | 0 | 0 | 0 | 0 | 0 | 0 | 0 | 0 | 0 | 0 | 0 | 0
BLD9PRE |  |  | Exterior Lighting | 0 | 0 | 0 | 0 | 0 | 0 | 0 | 0 | 0 | 0 | 0 | 0 | 0 | 0 | 0 | 0
BLD9PRE |  |  | Interior Equipment | 0 | 0 | 0 | 0 | 0 | 0 | 0 | 0 | 0 | 0 | 0 | 0 | 0 | 0 | 0 | 0
BLD9PRE |  |  | Exterior Equipment | 0 | 0 | 0 | 0 | 0 | 0 | 0 | 0 | 0 | 0 | 0 | 0 | 0 | 0 | 0 | 0
BLD9PRE |  |  | Fans | 0 | 0 | 0 | 0 | 0 | 0 | 0 | 0 | 0 | 0 | 0 | 0 | 0 | 0 | 0 | 0
BLD9PRE |  |  | Pumps | 0 | 0 | 0 | 0 | 0 | 0 | 0 | 0 | 0 | 0 | 0 | 0 | 0 | 0 | 0 | 0
BLD9PRE |  |  | Heat Rejection | 0 | 0 | 0 | 0 | 0 | 0 | 0 | 0 | 0 | 0 | 0 | 0 | 0 | 0 | 0 | 0
BLD9PRE |  |  | Humidification | 0 | 0 | 0 | 0 | 0 | 0 | 0 | 0 | 0 | 0 | 0 | 0 | 0 | 0 | 0 | 0
BLD9PRE |  |  | Heat Recovery | 0 | 0 | 0 | 0 | 0 | 0 | 0 | 0 | 0 | 0 | 0 | 0 | 0 | 0 | 0 | 0
BLD9PRE |  |  | Water Systems | 0 | 0 | 0 | 0 | 0 | 0 | 0 | 0 | 0 | 0 | 0 | 0 | 0 | 0 | 0 | 0
BLD9PRE |  |  | Refrigeration | 0 | 0 | 0 | 0 | 0 | 0 | 0 | 0 | 0 | 0 | 0 | 0 | 0 | 0 | 0 | 0
BLD9PRE |  |  | Generators | 0 | 0 | 0 | 0 | 0 | 0 | 0 | 0 | 0 | 0 | 0 | 0 | 0 | 0 | 0 | 0
BLD9PRE |  |  | Total End Uses | 0 | 0 | 0 | 0 | 0 | 0 | 0 | 0 | 0 | 0 | 0 | 0 | 0 | 0 | 0 | 0
BLD9PRE |  |  | Purchased Heating (MJ/m2)
BLD9PRE |  |  | Heating | 0 | 0 | 0 | 0 | 0 | 0 | 0 | 0 | 0 | 0 | 0 | 0 | 0 | 0 | 0 | 0
BLD9PRE |  |  | Cooling | 0 | 0 | 0 | 0 | 0 | 0 | 0 | 0 | 0 | 0 | 0 | 0 | 0 | 0 | 0 | 0
BLD9PRE |  |  | Interior Lighting | 0 | 0 | 0 | 0 | 0 | 0 | 0 | 0 | 0 | 0 | 0 | 0 | 0 | 0 | 0 | 0
BLD9PRE |  |  | Exterior Lighting | 0 | 0 | 0 | 0 | 0 | 0 | 0 | 0 | 0 | 0 | 0 | 0 | 0 | 0 | 0 | 0
BLD9PRE |  |  | Interior Equipment | 0 | 0 | 0 | 0 | 0 | 0 | 0 | 0 | 0 | 0 | 0 | 0 | 0 | 0 | 0 | 0
BLD9PRE |  |  | Exterior Equipment | 0 | 0 | 0 | 0 | 0 | 0 | 0 | 0 | 0 | 0 | 0 | 0 | 0 | 0 | 0 | 0
BLD9PRE |  |  | Fans | 0 | 0 | 0 | 0 | 0 | 0 | 0 | 0 | 0 | 0 | 0 | 0 | 0 | 0 | 0 | 0
BLD9PRE |  |  | Pumps | 0 | 0 | 0 | 0 | 0 | 0 | 0 | 0 | 0 | 0 | 0 | 0 | 0 | 0 | 0 | 0
BLD9PRE |  |  | Heat Rejection | 0 | 0 | 0 | 0 | 0 | 0 | 0 | 0 | 0 | 0 | 0 | 0 | 0 | 0 | 0 | 0
BLD9PRE |  |  | Humidification | 0 | 0 | 0 | 0 | 0 | 0 | 0 | 0 | 0 | 0 | 0 | 0 | 0 | 0 | 0 | 0
BLD9PRE |  |  | Heat Recovery | 0 | 0 | 0 | 0 | 0 | 0 | 0 | 0 | 0 | 0 | 0 | 0 | 0 | 0 | 0 | 0
BLD9PRE |  |  | Water Systems | 0 | 0 | 0 | 0 | 0 | 0 | 0 | 0 | 0 | 0 | 0 | 0 | 0 | 0 | 0 | 0
BLD9PRE |  |  | Refrigeration | 0 | 0 | 0 | 0 | 0 | 0 | 0 | 0 | 0 | 0 | 0 | 0 | 0 | 0 | 0 | 0
BLD9PRE |  |  | Generators | 0 | 0 | 0 | 0 | 0 | 0 | 0 | 0 | 0 | 0 | 0 | 0 | 0 | 0 | 0 | 0
BLD9PRE |  |  | Total End Uses | 0 | 0 | 0 | 0 | 0 | 0 | 0 | 0 | 0 | 0 | 0 | 0 | 0 | 0 | 0 | 0
BLD9PRE |  |  | Total Building (MJ/m2) | 6655.3327 | 6925.7554 | 6844.2799 | 7200.9555 | 6218.3868 | 6956.2279 | 6606.4388 | 7951.4505 | 7328.9145 | 7420.4614 | 8577.9031 | 7854.1792 | 9377.4641 | 8645.0461 | 10149.5223 | 12801.713
BLD9PRE |  | Peak Energy Demand
BLD9PRE |  |  | Electricity Peak Demand (kW)
BLD9PRE |  |  | Jan | 40.206 | 37.85 | 35.4649 | 32.8194 | 35.8718 | 32.5292 | 32.2391 | 32.3066 | 32.4415 | 32.2672 | 32.2585 | 32.474 | 32.3031 | 32.4537 | 32.3132 | 35.395
BLD9PRE |  |  | Feb | 41.6762 | 36.9731 | 36.8828 | 33.2007 | 36.4972 | 32.6423 | 32.299 | 32.3422 | 32.4596 | 32.2607 | 32.2837 | 32.3873 | 32.3194 | 32.4469 | 32.3484 | 32.9043
BLD9PRE |  |  | Mar | 41.6102 | 39.2406 | 41.4761 | 34.9174 | 35.6153 | 34.5457 | 32.2503 | 34.4196 | 32.8159 | 32.341 | 33.1018 | 34.4522 | 32.4147 | 32.5052 | 32.3389 | 32.9178
BLD9PRE |  |  | Apr | 42.9572 | 43.0569 | 42.6566 | 37.1343 | 36.9135 | 41.9317 | 32.7781 | 35.1078 | 36.6813 | 32.2755 | 33.011 | 34.0681 | 34.0466 | 32.5273 | 32.3737 | 32.9515
BLD9PRE |  |  | May | 45.1656 | 45.5386 | 50.3242 | 41.5152 | 36.9829 | 45.8142 | 33.3564 | 38.9562 | 39.6203 | 33.091 | 37.5587 | 37.1228 | 42.4012 | 34.3274 | 32.9843 | 32.9868
BLD9PRE |  |  | Jun | 47.2024 | 45.9196 | 54.7631 | 44.2498 | 35.3436 | 53.3656 | 35.5876 | 46.7758 | 42.8972 | 36.0049 | 45.6711 | 41.9324 | 43.0426 | 41.1347 | 37.0546 | 36.2388
BLD9PRE |  |  | Jul | 46.9505 | 48.4824 | 53.7418 | 47.8132 | 38.0326 | 52.1495 | 40.6738 | 48.8893 | 44.5835 | 36.4734 | 46.5276 | 41.9724 | 44.2142 | 41.6059 | 41.6477 | 37.0514
BLD9PRE |  |  | Aug | 46.796 | 48.3968 | 54.2191 | 45.8373 | 40.8223 | 49.8015 | 36.1343 | 47.6052 | 42.4582 | 35.8433 | 44.5669 | 42.7512 | 44.257 | 40.0739 | 40.0361 | 35.2863
BLD9PRE |  |  | Sep | 46.6299 | 47.8562 | 49.1333 | 42.6284 | 43.6764 | 48.4558 | 39.1074 | 40.967 | 39.4786 | 42.2875 | 39.7283 | 39.3878 | 36.8042 | 37.7565 | 34.8332 | 33.0334
BLD9PRE |  |  | Oct | 46.1144 | 43.02 | 42.8179 | 38.1286 | 38.8944 | 41.5721 | 33.9162 | 38.1952 | 36.9968 | 32.9849 | 34.7644 | 36.3731 | 34.6727 | 33.5248 | 33.778 | 32.9798
BLD9PRE |  |  | Nov | 42.7233 | 40.4209 | 41.0981 | 33.6895 | 36.0188 | 33.2442 | 32.3531 | 35.512 | 32.5579 | 32.3954 | 34.4787 | 32.3833 | 32.4534 | 32.5317 | 32.4085 | 32.9232
BLD9PRE |  |  | Dec | 39.5961 | 39.4794 | 34.5846 | 32.6917 | 36.4736 | 32.8796 | 32.2372 | 32.3427 | 32.4328 | 32.2944 | 32.3281 | 32.3431 | 32.2952 | 32.4465 | 32.3232 | 35.4136
BLD9PRE |  |  | Time of Peak Electrical Demand
BLD9PRE |  |  | Jan | 06-JAN-12:15 | 03-JAN-12:15 | 28-JAN-17:00 | 23-JAN-17:00 | 26-JAN-12:00 | 03-JAN-06:45 | 06-JAN-06:30 | 06-JAN-06:45 | 20-JAN-06:30 | 10-JAN-06:45 | 17-JAN-06:00 | 24-JAN-06:15 | 31-JAN-06:45 | 10-JAN-06:00 | 17-JAN-06:00 | 01-JAN-11:15
BLD9PRE |  |  | Feb | 23-FEB-11:15 | 23-FEB-13:00 | 28-FEB-18:30 | 20-FEB-18:30 | 12-FEB-13:00 | 17-FEB-06:30 | 21-FEB-06:45 | 14-FEB-06:00 | 21-FEB-06:45 | 17-FEB-06:45 | 28-FEB-06:30 | 10-FEB-06:45 | 21-FEB-06:00 | 14-FEB-06:00 | 21-FEB-06:00 | 21-FEB-06:00
BLD9PRE |  |  | Mar | 13-MAR-18:30 | 26-MAR-12:00 | 17-MAR-18:45 | 28-MAR-18:00 | 31-MAR-10:15 | 31-MAR-12:00 | 31-MAR-05:45 | 09-MAR-19:15 | 25-MAR-18:30 | 29-MAR-18:30 | 31-MAR-18:15 | 26-MAR-18:15 | 19-MAR-18:30 | 30-MAR-18:00 | 31-MAR-05:45 | 10-MAR-06:00
BLD9PRE |  |  | Apr | 17-APR-12:00 | 29-APR-12:00 | 01-APR-16:00 | 15-APR-16:15 | 11-APR-18:30 | 21-APR-18:15 | 29-APR-10:15 | 05-APR-18:30 | 22-APR-18:45 | 21-APR-05:15 | 29-APR-10:15 | 26-APR-18:45 | 02-APR-18:45 | 06-APR-18:00 | 21-APR-05:15 | 14-APR-05:30
BLD9PRE |  |  | May | 24-MAY-10:15 | 18-MAY-12:00 | 28-MAY-16:00 | 31-MAY-17:30 | 28-MAY-10:15 | 31-MAY-16:15 | 09-MAY-11:15 | 15-MAY-12:00 | 31-MAY-16:30 | 15-MAY-16:00 | 30-MAY-16:15 | 23-MAY-16:00 | 27-MAY-16:15 | 16-MAY-16:00 | 31-MAY-10:15 | 30-MAY-10:15
BLD9PRE |  |  | Jun | 26-JUN-10:15 | 13-JUN-16:15 | 28-JUN-16:15 | 23-JUN-12:00 | 28-JUN-10:15 | 27-JUN-16:15 | 16-JUN-10:15 | 30-JUN-16:00 | 20-JUN-16:15 | 18-JUN-12:00 | 08-JUN-12:00 | 28-JUN-11:00 | 29-JUN-11:15 | 30-JUN-16:15 | 14-JUN-16:30 | 20-JUN-17:00
BLD9PRE |  |  | Jul | 13-JUL-10:15 | 30-JUL-10:00 | 19-JUL-16:00 | 03-JUL-11:00 | 29-JUL-10:15 | 24-JUL-16:15 | 02-JUL-12:00 | 25-JUL-10:15 | 31-JUL-16:15 | 24-JUL-12:00 | 14-JUL-11:15 | 17-JUL-12:00 | 15-JUL-12:00 | 21-JUL-16:00 | 08-JUL-12:00 | 29-JUL-17:00
BLD9PRE |  |  | Aug | 21-AUG-12:00 | 31-AUG-10:15 | 01-AUG-16:00 | 17-AUG-12:00 | 08-AUG-10:15 | 05-AUG-12:00 | 15-AUG-11:15 | 17-AUG-18:00 | 01-AUG-12:00 | 07-AUG-16:30 | 04-AUG-16:15 | 30-AUG-12:00 | 25-AUG-18:00 | 09-AUG-16:00 | 12-AUG-12:00 | 15-AUG-16:00
BLD9PRE |  |  | Sep | 10-SEP-10:15 | 16-SEP-10:15 | 12-SEP-16:00 | 11-SEP-12:00 | 24-SEP-10:00 | 01-SEP-11:15 | 28-SEP-16:15 | 09-SEP-12:00 | 02-SEP-18:30 | 02-SEP-16:15 | 06-SEP-11:15 | 02-SEP-12:00 | 13-SEP-18:30 | 01-SEP-16:00 | 08-SEP-18:45 | 19-SEP-05:00
BLD9PRE |  |  | Oct | 07-OCT-10:15 | 29-OCT-11:00 | 02-OCT-18:15 | 12-OCT-16:15 | 19-OCT-10:00 | 03-OCT-17:30 | 16-OCT-17:30 | 20-OCT-17:30 | 01-OCT-17:00 | 17-OCT-17:30 | 31-OCT-16:45 | 05-OCT-12:00 | 08-OCT-17:45 | 05-OCT-17:00 | 07-OCT-17:45 | 06-OCT-05:45
BLD9PRE |  |  | Nov | 01-NOV-10:15 | 26-NOV-11:00 | 12-NOV-13:00 | 19-NOV-17:30 | 20-NOV-11:15 | 10-NOV-17:15 | 03-NOV-05:00 | 05-NOV-12:00 | 10-NOV-06:30 | 03-NOV-05:00 | 02-NOV-18:15 | 10-NOV-06:30 | 03-NOV-05:00 | 21-NOV-06:00 | 03-NOV-05:00 | 14-NOV-06:00
BLD9PRE |  |  | Dec | 16-DEC-11:15 | 02-DEC-11:15 | 11-DEC-17:30 | 26-DEC-06:00 | 19-DEC-12:00 | 05-DEC-13:00 | 15-DEC-06:30 | 08-DEC-06:00 | 08-DEC-06:00 | 05-DEC-06:45 | 12-DEC-06:00 | 26-DEC-06:45 | 26-DEC-06:00 | 29-DEC-06:45 | 26-DEC-06:00 | 18-DEC-11:15
BLD9PRE |  | Source Energy
BLD9PRE |  |  | Total Source Energy (GJ) | 3743.17 | 3992.4 | 3612.94 | 3705.28 | 3125.7 | 3924.24 | 3192.99 | 4022.16 | 3649.54 | 2377.78 | 4110.24 | 3740.09 | 4223.49 | 4041.25 | 4377.4 | 5182.86
BLD9PRE |  |  | Total Source Energy (MJ/m2) | 16110.54 | 17183.24 | 15550.03 | 15947.48 | 13452.96 | 16889.87 | 13742.57 | 17311.29 | 15707.56 | 10233.94 | 17690.39 | 16097.28 | 18177.83 | 17393.48 | 18840.27 | 22306.93
BLD9PRE |  | Water Consumption (m3)
BLD9PRE |  |  | Cooling | 0 | 0 | 0 | 0 | 0 | 0 | 0 | 0 | 0 | 0 | 0 | 0 | 0 | 0 | 0 | 0
BLD9PRE |  |  | Heat Rejection | 0 | 0 | 0 | 0 | 0 | 0 | 0 | 0 | 0 | 0 | 0 | 0 | 0 | 0 | 0 | 0
BLD9PRE |  |  | Water Systems | 414.19 | 414.19 | 414.19 | 414.19 | 414.19 | 414.19 | 414.19 | 414.19 | 414.19 | 414.19 | 414.19 | 414.19 | 414.19 | 414.19 | 414.19 | 414.19
BLD9PRE |  |  | Total Building | 414.19 | 414.19 | 414.19 | 414.19 | 414.19 | 414.19 | 414.19 | 414.19 | 414.19 | 414.19 | 414.19 | 414.19 | 414.19 | 414.19 | 414.19 | 414.19
BLD9PRE |  | Emissions
BLD9PRE |  |  | Carbon Equivalent (kg) | 81578.8072 | 94686.2768 | 88313.7325 | 86000.4225 | 37205.383 | 94884.9077 | 38606.723 | 79258.3329 | 107455.1556 | 32764.5562 | 138437.0349 | 107824.3917 | 99885.7808 | 100925.1289 | 101741.4914 | 100548.6244
BLD9PRE |  |  | CO2 (kg) | 195343.3943 | 242590.0361 | 214318.253 | 204642.8736 | 101990.0592 | 231752.2746 | 106149.6237 | 189871.28 | 259441.0005 | 86746.6167 | 332055.9582 | 261725.2178 | 244933.3497 | 247268.6238 | 251288.3451 | 267076.6469
BLD9PRE |  |  | NOX (kg) | 316.7381 | 303.4191 | 334.3489 | 350.05 | 89.1042 | 351.5565 | 92.9508 | 320.4648 | 415.5592 | 104.3383 | 547.322 | 413.3371 | 380.4449 | 383.1941 | 382.617 | 295.1639
BLD9PRE |  |  | SO2 (kg) | 1098.1125 | 1166.2113 | 1012.2505 | 806.2718 | 624.8694 | 1327.9572 | 612.3185 | 818.645 | 975.6972 | 163.7941 | 1475.5641 | 952.4579 | 515.9855 | 575.2338 | 504.3044 | 1103.7716
BLD9PRE |  |  | PM (kg) | 0 | 0 | 0 | 0 | 0 | 0 | 0 | 0 | 0 | 0 | 0 | 0 | 0 | 0 | 0 | 0
BLD9PRE |  |  | Hg (kg) | 0.0051 | 0.0034 | 0.0028 | 0.003 | 0.0004 | 0.0026 | 0.0004 | 0.0034 | 0.0039 | 0.0007 | 0.0046 | 0.0038 | 0.0039 | 0.0041 | 0.0038 | 0.004
BLD9PRE |  |  | Water for Electricity (m3) | 135.8858 | 397.7452 | 7476.09 | 1433.8 | 3769.28 | 6621.89 | 3693.38 | 50.8985 | 1014.32 | 2161.69 | 339.6172 | 990.1196 | 338.9354 | 13638.6 | 331.2221 | 221.4169
BLD9PST |  | Program
BLD9PST |  |  | ASHRAE 90.1-2004 Climate Zone | 1A | 2A | 2B | 3A | 3B-CA | 3B | 3C | 4A | 4B | 4C | 5A | 5B | 6A | 6B | 7 | 8
BLD9PST |  |  | Available Fuel Types | gas, electricity | gas, electricity | gas, electricity | gas, electricity | gas, electricity | gas, electricity | gas, electricity | gas, electricity | gas, electricity | gas, electricity | gas, electricity | gas, electricity | gas, electricity | gas, electricity | gas, electricity | gas, electricity
BLD9PST |  | Fabric
BLD9PST |  |  | Exterior walls
BLD9PST | TypeWall |  | Construction Type | Wood-Framed | Wood-Framed | Wood-Framed | Wood-Framed | Wood-Framed | Wood-Framed | Wood-Framed | Wood-Framed | Wood-Framed | Wood-Framed | Wood-Framed | Wood-Framed | Wood-Framed | Wood-Framed | Wood-Framed | Wood-Framed
BLD9PST | RvalWall |  | R-value (m2·K / W) | 0.32 | 1.1737 | 0.73368 | 1.355 | 0.80064 | 1.1013 | 1.355 | 1.9802 | 1.7606 | 1.9157 | 2.1459 | 2.1459 | 2.71 | 2.445 | 3.0395 | 3.9062
BLD9PST |  |  | Roof
BLD9PST | TypeRoof |  | Construction Type | Attic | Attic | Attic | Attic | Attic | Attic | Attic | Attic | Attic | Attic | Attic | Attic | Attic | Attic | Attic | Attic
BLD9PST | RvalRoof |  | R-value attic floor (m2·K / W) | 2.38 | 2.6685 | 3.8287 | 2.4461 | 1.7612 | 3.6691 | 2.0013 | 3.0365 | 2.9851 | 2.7518 | 3.323 | 3.4533 | 3.9137 | 3.5943 | 4.403 | 5.6812
BLD9PST |  |  | Window
BLD9PST | Uwindow |  | U-Factor (W / m2·K) | 5.835 | 5.835 | 5.835 | 4.092 | 5.835 | 5.835 | 4.092 | 3.354 | 4.092 | 4.092 | 3.354 | 3.354 | 2.956 | 2.956 | 2.956 | 2.956
BLD9PST | SHGC |  | SHGC | 0.251 | 0.251 | 0.251 | 0.255 | 0.44 | 0.251 | 0.392 | 0.355 | 0.362 | 0.392 | 0.385 | 0.385 | 0.385 | 0.385 | 0.487 | 0.616
BLD9PST |  |  | Visible transmittance | 0.11 | 0.11 | 0.11 | 0.129 | 0.272 | 0.11 | 0.253 | 0.274 | 0.225 | 0.253 | 0.305 | 0.305 | 0.305 | 0.305 | 0.409 | 0.541
BLD9PST |  |  | Skylights/TDD
BLD9PST |  |  | U-Factor (W / m2·K) | n/a | n/a | n/a | n/a | n/a | n/a | n/a | n/a | n/a | n/a | n/a | n/a | n/a | n/a | n/a | n/a
BLD9PST |  |  | SHGC | n/a | n/a | n/a | n/a | n/a | n/a | n/a | n/a | n/a | n/a | n/a | n/a | n/a | n/a | n/a | n/a
BLD9PST |  |  | Visible transmittance | n/a | n/a | n/a | n/a | n/a | n/a | n/a | n/a | n/a | n/a | n/a | n/a | n/a | n/a | n/a | n/a
BLD9PST |  |  | Foundation
BLD9PST |  |  | Foundation Type | Mass Floor | Mass Floor | Mass Floor | Mass Floor | Mass Floor | Mass Floor | Mass Floor | Mass Floor | Mass Floor | Mass Floor | Mass Floor | Mass Floor | Mass Floor | Mass Floor | Mass Floor | Mass Floor
BLD9PST |  |  | Construction | 4-in slab-on-grade | 4-in slab-on-grade | 4-in slab-on-grade | 4-in slab-on-grade | 4-in slab-on-grade | 4-in slab-on-grade | 4-in slab-on-grade | 4-in slab-on-grade | 4-in slab-on-grade | 4-in slab-on-grade | 4-in slab-on-grade | 4-in slab-on-grade | 4-in slab-on-grade | 4-in slab-on-grade | 4-in slab-on-grade | 4-in slab-on-grade
BLD9PST |  |  | R-value (m2·K / W) | 0.32051 | 0.32051 | 0.32051 | 0.32051 | 0.32051 | 0.32051 | 0.32051 | 0.32051 | 0.32051 | 0.32051 | 0.32051 | 0.32051 | 0.32051 | 0.32051 | 0.32051 | 0.32051
BLD9PST |  | HVAC
BLD9PST |  |  | HVAC Sizing
BLD9PST | HVAC |  | Air Conditioning (kW) | 56.7837 | 50.3083 | 51.7111 | 50.2157 | 50.5274 | 50.8871 | 36.2653 | 47.7337 | 40.8282 | 38.9171 | 47.7339 | 39.4041 | 46.8757 | 33.717 | 39.6529 | 30.2162
BLD9PST |  |  | PSZ-AC_1:1_COOLC DXCOIL | 36.4615 | 32.3677 | 33.7705 | 32.2752 | 32.5868 | 32.9466 | 22.6519 | 29.7931 | 27.1262 | 25.0986 | 29.7933 | 26.0155 | 28.9351 | 21.7576 | 27.6935 | 18.2568
BLD9PST |  |  | PSZ-AC_2:2_COOLC DXCOIL | 20.3222 | 17.9406 | 17.9406 | 17.9406 | 17.9406 | 17.9406 | 13.6134 | 17.9406 | 13.702 | 13.8185 | 17.9406 | 13.3887 | 17.9406 | 11.9594 | 11.9594 | 11.9594
BLD9PST | HEAT |  | Heating (kW) | 78.5846 | 90.3607 | 78.7739 | 96.197 | 75.0319 | 83.0726 | 77.4883 | 103.9678 | 86.0539 | 90.8697 | 119.9156 | 99.3613 | 128.0979 | 117.7676 | 129.6973 | 158.9948
BLD9PST |  |  | PSZ-AC_1:1_HEATC | 46.9004 | 53.4352 | 47.62 | 56.3638 | 45.9408 | 49.3944 | 45.3331 | 59.6263 | 50.8222 | 52.5228 | 68.1156 | 57.3047 | 72.1173 | 66.7557 | 72.3969 | 88.0372
BLD9PST |  |  | PSZ-AC_2:2_HEATC | 31.6842 | 36.9256 | 31.1539 | 39.8332 | 29.091 | 33.6782 | 32.1552 | 44.3415 | 35.2317 | 38.3469 | 51.8 | 42.0566 | 55.9806 | 51.0119 | 57.3004 | 70.9575
BLD9PST |  |  | HVAC Efficiency
BLD9PST | COP |  | Air Conditioning (COP) | 3.5 | 3.5606 | 3.559 | 3.5607 | 3.5604 | 3.5599 | 3.5638 | 3.5639 | 3.5571 | 3.5604 | 3.5639 | 3.5578 | 3.5651 | 3.5603 | 3.5513 | 3.67
BLD9PST |  |  | PSZ-AC_1:1_COOLC DXCOIL | 3.5 | 3.5 | 3.5 | 3.5 | 3.5 | 3.5 | 3.5 | 3.5 | 3.5 | 3.5 | 3.5 | 3.5 | 3.5 | 3.5 | 3.5 | 3.67
BLD9PST |  |  | PSZ-AC_2:2_COOLC DXCOIL | 3.5 | 3.67 | 3.67 | 3.67 | 3.67 | 3.67 | 3.67 | 3.67 | 3.67 | 3.67 | 3.67 | 3.67 | 3.67 | 3.67 | 3.67 | 3.67
BLD9PST | EffHeat |  | Heating Efficiency (%) | 0.8 | 0.8 | 0.8 | 0.8 | 0.8 | 0.8 | 0.8 | 0.8 | 0.8 | 0.8 | 0.78864 | 0.8 | 0.78874 | 0.78866 | 0.78884 | 0.78
BLD9PST |  |  | PSZ-AC_1:1_HEATC | 0.8 | 0.8 | 0.8 | 0.8 | 0.8 | 0.8 | 0.8 | 0.8 | 0.8 | 0.8 | 0.78 | 0.8 | 0.78 | 0.78 | 0.78 | 0.78
BLD9PST |  |  | PSZ-AC_2:2_HEATC | 0.8 | 0.8 | 0.8 | 0.8 | 0.8 | 0.8 | 0.8 | 0.8 | 0.8 | 0.8 | 0.8 | 0.8 | 0.8 | 0.8 | 0.8 | 0.78
BLD9PST |  |  | HVAC Control - Economizer
BLD9PST |  |  | PSZ-AC_1:1_FAN | NoEconomizer | NoEconomizer | NoEconomizer | NoEconomizer | DifferentialDryBulb | DifferentialDryBulb | DifferentialDryBulb | NoEconomizer | DifferentialDryBulb | DifferentialDryBulb | NoEconomizer | DifferentialDryBulb | NoEconomizer | DifferentialDryBulb | NoEconomizer | NoEconomizer
BLD9PST |  |  | PSZ-AC_2:2_FAN | NoEconomizer | NoEconomizer | NoEconomizer | NoEconomizer | NoEconomizer | NoEconomizer | NoEconomizer | NoEconomizer | NoEconomizer | NoEconomizer | NoEconomizer | NoEconomizer | NoEconomizer | NoEconomizer | NoEconomizer | NoEconomizer
BLD9PST | Fan |  | Fan Max Flow Rate (m3/s ) | 3.84 | 3.57 | 3.63 | 3.57 | 3.64 | 3.6 | 3.46 | 3.47 | 3.64 | 3.47 | 3.47 | 3.56 | 3.44 | 3.49 | 3.39 | 3.37
BLD9PST |  |  | DINING EXHAUST FAN | 0.83 | 0.83 | 0.83 | 0.83 | 0.83 | 0.83 | 0.83 | 0.83 | 0.83 | 0.83 | 0.83 | 0.83 | 0.83 | 0.83 | 0.83 | 0.83
BLD9PST |  |  | KITCHEN EXHAUST FAN | 0.72 | 0.72 | 0.72 | 0.72 | 0.72 | 0.72 | 0.72 | 0.72 | 0.72 | 0.72 | 0.72 | 0.72 | 0.72 | 0.72 | 0.72 | 0.72
BLD9PST |  |  | PSZ-AC_1:1_FAN | 1.47 | 1.3 | 1.36 | 1.3 | 1.37 | 1.33 | 1.19 | 1.2 | 1.37 | 1.2 | 1.2 | 1.29 | 1.17 | 1.22 | 1.12 | 1.1
BLD9PST |  |  | PSZ-AC_2:2_FAN | 0.82 | 0.72 | 0.72 | 0.72 | 0.72 | 0.72 | 0.72 | 0.72 | 0.72 | 0.72 | 0.72 | 0.72 | 0.72 | 0.72 | 0.72 | 0.72
BLD9PST |  | Utility Costs
BLD9PST |  |  | Electric Utility Rates
BLD9PST |  |  | Average Annual Rate ($/kWh) | 0.075956 | 0.10538 | 0.098328 | 0.11055 | 0.12545 | 0.094067 | 0.14589 | 0.071083 | 0.037924 | 0.072409 | 0.054282 | 0.037946 | 0.051683 | 0.067869 | 0.050718 | 0.088404
BLD9PST |  |  | Total Cost ($/m2) | 73.87 | 95.5 | 91.53 | 94.06 | 102.12 | 83.87 | 115.6 | 59.04 | 31.56 | 57.41 | 44.31 | 30.89 | 41.92 | 54.32 | 40.12 | 69.45
BLD9PST |  |  | Gas Utility Rates
BLD9PST |  |  | Average Annual Rate ($/MJ) | 0.01147 | 0.0081965 | 0.0085982 | 0.010678 | 0.0084064 | 0.0081468 | 0.0084221 | 0.010015 | 0.0071688 | 0.0083102 | 0.008763 | 0.0071474 | 0.0079487 | 0.008581 | 0.0079342 | 0.0041615
BLD9PST |  |  | Total Cost ($/m2) | 30.9 | 25.38 | 25.35 | 37.52 | 24.6 | 25.85 | 28.2 | 41.7 | 26.37 | 32.86 | 42.16 | 30 | 43.72 | 42.61 | 49.39 | 35.69
BLD9PST |  |  | Total Utility Costs
BLD9PST |  |  | Cost Intensity ($/m2) | 104.76 | 120.89 | 116.88 | 131.57 | 126.72 | 109.73 | 143.8 | 100.74 | 57.93 | 90.27 | 86.48 | 60.88 | 85.64 | 96.93 | 89.51 | 105.13
BLD9PST |  | Energy - End Uses
BLD9PST |  |  | Electricity (kWh)
BLD9PST |  |  | Heating | 0 | 0 | 0 | 0 | 0 | 0 | 0 | 0 | 0 | 0 | 0 | 0 | 0 | 0 | 0 | 0
BLD9PST |  |  | Cooling | 37533.3333 | 24711.1111 | 30075 | 12683.3333 | 3541.6667 | 21841.6667 | 850 | 9344.4444 | 8452.7778 | 1252.7778 | 6363.8889 | 5213.8889 | 5463.8889 | 2930.5556 | 1722.2222 | 658.3333
BLD9PST |  |  | Interior Lighting | 24083.3333 | 24083.3333 | 24083.3333 | 24083.3333 | 24083.3333 | 24083.3333 | 24083.3333 | 24083.3333 | 24083.3333 | 24083.3333 | 24083.3333 | 24083.3333 | 24083.3333 | 24083.3333 | 24083.3333 | 24083.3333
BLD9PST |  |  | Exterior Lighting | 12955.5556 | 12933.3333 | 12927.7778 | 12950 | 12947.2222 | 12936.1111 | 12922.2222 | 12936.1111 | 12933.3333 | 12913.8889 | 12916.6667 | 12919.4444 | 12927.7778 | 12911.1111 | 12908.3333 | 12830.5556
BLD9PST |  |  | Interior Equipment | 113711.1111 | 113711.1111 | 113711.1111 | 113711.1111 | 113711.1111 | 113711.1111 | 113711.1111 | 113711.1111 | 113711.1111 | 113711.1111 | 113711.1111 | 113711.1111 | 113711.1111 | 113711.1111 | 113711.1111 | 113711.1111
BLD9PST |  |  | Exterior Equipment | 0 | 0 | 0 | 0 | 0 | 0 | 0 | 0 | 0 | 0 | 0 | 0 | 0 | 0 | 0 | 0
BLD9PST |  |  | Fans | 18527.7778 | 16858.3333 | 17319.4444 | 16850 | 17419.4444 | 17047.2222 | 15900 | 16050 | 17408.3333 | 15950 | 16125 | 16863.8889 | 15952.7778 | 16361.1111 | 15630.5556 | 15866.6667
BLD9PST |  |  | Pumps | 0 | 0 | 0 | 0 | 0 | 0 | 0 | 0 | 0 | 0 | 0 | 0 | 0 | 0 | 0 | 0
BLD9PST |  |  | Heat Rejection | 0 | 0 | 0 | 0 | 0 | 0 | 0 | 0 | 0 | 0 | 0 | 0 | 0 | 0 | 0 | 0
BLD9PST |  |  | Humidification | 0 | 0 | 0 | 0 | 0 | 0 | 0 | 0 | 0 | 0 | 0 | 0 | 0 | 0 | 0 | 0
BLD9PST |  |  | Heat Recovery | 0 | 0 | 0 | 0 | 0 | 0 | 0 | 0 | 0 | 0 | 0 | 0 | 0 | 0 | 0 | 0
BLD9PST |  |  | Water Systems | 0 | 0 | 0 | 0 | 0 | 0 | 0 | 0 | 0 | 0 | 0 | 0 | 0 | 0 | 0 | 0
BLD9PST |  |  | Refrigeration | 19133.3333 | 18272.2222 | 18158.3333 | 17405.5556 | 17430.5556 | 17541.6667 | 16633.3333 | 16852.7778 | 16752.7778 | 16297.2222 | 16472.2222 | 16322.2222 | 16313.8889 | 15952.7778 | 15722.2222 | 15366.6667
BLD9PST |  |  | Generators | 0 | 0 | 0 | 0 | 0 | 0 | 0 | 0 | 0 | 0 | 0 | 0 | 0 | 0 | 0 | 0
BLD9PST |  |  | Total End Uses | 225947.2222 | 210569.4444 | 216277.7778 | 197686.1111 | 189136.1111 | 207163.8889 | 184102.7778 | 192977.7778 | 193344.4444 | 184211.1111 | 189675 | 189113.8889 | 188455.5556 | 185952.7778 | 183777.7778 | 182522.2222
BLD9PST |  |  | Gas (MJ)
BLD9PST |  |  | Heating | 5600 | 89610 | 60700 | 177310 | 42540 | 106350 | 132890 | 321140 | 209710 | 268510 | 465210 | 322710 | 619720 | 494520 | 779110 | 1314110
BLD9PST |  |  | Cooling | 0 | 0 | 0 | 0 | 0 | 0 | 0 | 0 | 0 | 0 | 0 | 0 | 0 | 0 | 0 | 0
BLD9PST |  |  | Interior Lighting | 0 | 0 | 0 | 0 | 0 | 0 | 0 | 0 | 0 | 0 | 0 | 0 | 0 | 0 | 0 | 0
BLD9PST |  |  | Exterior Lighting | 0 | 0 | 0 | 0 | 0 | 0 | 0 | 0 | 0 | 0 | 0 | 0 | 0 | 0 | 0 | 0
BLD9PST |  |  | Interior Equipment | 563910 | 563910 | 563910 | 563910 | 563910 | 563910 | 563910 | 563910 | 563910 | 563910 | 563910 | 563910 | 563910 | 563910 | 563910 | 563910
BLD9PST |  |  | Exterior Equipment | 0 | 0 | 0 | 0 | 0 | 0 | 0 | 0 | 0 | 0 | 0 | 0 | 0 | 0 | 0 | 0
BLD9PST |  |  | Fans | 0 | 0 | 0 | 0 | 0 | 0 | 0 | 0 | 0 | 0 | 0 | 0 | 0 | 0 | 0 | 0
BLD9PST |  |  | Pumps | 0 | 0 | 0 | 0 | 0 | 0 | 0 | 0 | 0 | 0 | 0 | 0 | 0 | 0 | 0 | 0
BLD9PST |  |  | Heat Rejection | 0 | 0 | 0 | 0 | 0 | 0 | 0 | 0 | 0 | 0 | 0 | 0 | 0 | 0 | 0 | 0
BLD9PST |  |  | Humidification | 0 | 0 | 0 | 0 | 0 | 0 | 0 | 0 | 0 | 0 | 0 | 0 | 0 | 0 | 0 | 0
BLD9PST |  |  | Heat Recovery | 0 | 0 | 0 | 0 | 0 | 0 | 0 | 0 | 0 | 0 | 0 | 0 | 0 | 0 | 0 | 0
BLD9PST |  |  | Water Systems | 56340 | 65930 | 60420 | 75170 | 73380 | 67060 | 81280 | 82430 | 81050 | 86210 | 88800 | 88470 | 94310 | 95310 | 103390 | 114380
BLD9PST |  |  | Refrigeration | 0 | 0 | 0 | 0 | 0 | 0 | 0 | 0 | 0 | 0 | 0 | 0 | 0 | 0 | 0 | 0
BLD9PST |  |  | Generators | 0 | 0 | 0 | 0 | 0 | 0 | 0 | 0 | 0 | 0 | 0 | 0 | 0 | 0 | 0 | 0
BLD9PST |  |  | Total End Uses | 625850 | 719460 | 685030 | 816380 | 679830 | 737320 | 778080 | 967480 | 854670 | 918630 | 1117920 | 975090 | 1277930 | 1153740 | 1446410 | 1992410
BLD9PST |  |  | Purchased Cooling (MJ)
BLD9PST |  |  | Heating | 0 | 0 | 0 | 0 | 0 | 0 | 0 | 0 | 0 | 0 | 0 | 0 | 0 | 0 | 0 | 0
BLD9PST |  |  | Cooling | 0 | 0 | 0 | 0 | 0 | 0 | 0 | 0 | 0 | 0 | 0 | 0 | 0 | 0 | 0 | 0
BLD9PST |  |  | Interior Lighting | 0 | 0 | 0 | 0 | 0 | 0 | 0 | 0 | 0 | 0 | 0 | 0 | 0 | 0 | 0 | 0
BLD9PST |  |  | Exterior Lighting | 0 | 0 | 0 | 0 | 0 | 0 | 0 | 0 | 0 | 0 | 0 | 0 | 0 | 0 | 0 | 0
BLD9PST |  |  | Interior Equipment | 0 | 0 | 0 | 0 | 0 | 0 | 0 | 0 | 0 | 0 | 0 | 0 | 0 | 0 | 0 | 0
BLD9PST |  |  | Exterior Equipment | 0 | 0 | 0 | 0 | 0 | 0 | 0 | 0 | 0 | 0 | 0 | 0 | 0 | 0 | 0 | 0
BLD9PST |  |  | Fans | 0 | 0 | 0 | 0 | 0 | 0 | 0 | 0 | 0 | 0 | 0 | 0 | 0 | 0 | 0 | 0
BLD9PST |  |  | Pumps | 0 | 0 | 0 | 0 | 0 | 0 | 0 | 0 | 0 | 0 | 0 | 0 | 0 | 0 | 0 | 0
BLD9PST |  |  | Heat Rejection | 0 | 0 | 0 | 0 | 0 | 0 | 0 | 0 | 0 | 0 | 0 | 0 | 0 | 0 | 0 | 0
BLD9PST |  |  | Humidification | 0 | 0 | 0 | 0 | 0 | 0 | 0 | 0 | 0 | 0 | 0 | 0 | 0 | 0 | 0 | 0
BLD9PST |  |  | Heat Recovery | 0 | 0 | 0 | 0 | 0 | 0 | 0 | 0 | 0 | 0 | 0 | 0 | 0 | 0 | 0 | 0
BLD9PST |  |  | Water Systems | 0 | 0 | 0 | 0 | 0 | 0 | 0 | 0 | 0 | 0 | 0 | 0 | 0 | 0 | 0 | 0
BLD9PST |  |  | Refrigeration | 0 | 0 | 0 | 0 | 0 | 0 | 0 | 0 | 0 | 0 | 0 | 0 | 0 | 0 | 0 | 0
BLD9PST |  |  | Generators | 0 | 0 | 0 | 0 | 0 | 0 | 0 | 0 | 0 | 0 | 0 | 0 | 0 | 0 | 0 | 0
BLD9PST |  |  | Total End Uses | 0 | 0 | 0 | 0 | 0 | 0 | 0 | 0 | 0 | 0 | 0 | 0 | 0 | 0 | 0 | 0
BLD9PST |  |  | Purchased Heating (MJ)
BLD9PST |  |  | Heating | 0 | 0 | 0 | 0 | 0 | 0 | 0 | 0 | 0 | 0 | 0 | 0 | 0 | 0 | 0 | 0
BLD9PST |  |  | Cooling | 0 | 0 | 0 | 0 | 0 | 0 | 0 | 0 | 0 | 0 | 0 | 0 | 0 | 0 | 0 | 0
BLD9PST |  |  | Interior Lighting | 0 | 0 | 0 | 0 | 0 | 0 | 0 | 0 | 0 | 0 | 0 | 0 | 0 | 0 | 0 | 0
BLD9PST |  |  | Exterior Lighting | 0 | 0 | 0 | 0 | 0 | 0 | 0 | 0 | 0 | 0 | 0 | 0 | 0 | 0 | 0 | 0
BLD9PST |  |  | Interior Equipment | 0 | 0 | 0 | 0 | 0 | 0 | 0 | 0 | 0 | 0 | 0 | 0 | 0 | 0 | 0 | 0
BLD9PST |  |  | Exterior Equipment | 0 | 0 | 0 | 0 | 0 | 0 | 0 | 0 | 0 | 0 | 0 | 0 | 0 | 0 | 0 | 0
BLD9PST |  |  | Fans | 0 | 0 | 0 | 0 | 0 | 0 | 0 | 0 | 0 | 0 | 0 | 0 | 0 | 0 | 0 | 0
BLD9PST |  |  | Pumps | 0 | 0 | 0 | 0 | 0 | 0 | 0 | 0 | 0 | 0 | 0 | 0 | 0 | 0 | 0 | 0
BLD9PST |  |  | Heat Rejection | 0 | 0 | 0 | 0 | 0 | 0 | 0 | 0 | 0 | 0 | 0 | 0 | 0 | 0 | 0 | 0
BLD9PST |  |  | Humidification | 0 | 0 | 0 | 0 | 0 | 0 | 0 | 0 | 0 | 0 | 0 | 0 | 0 | 0 | 0 | 0
BLD9PST |  |  | Heat Recovery | 0 | 0 | 0 | 0 | 0 | 0 | 0 | 0 | 0 | 0 | 0 | 0 | 0 | 0 | 0 | 0
BLD9PST |  |  | Water Systems | 0 | 0 | 0 | 0 | 0 | 0 | 0 | 0 | 0 | 0 | 0 | 0 | 0 | 0 | 0 | 0
BLD9PST |  |  | Refrigeration | 0 | 0 | 0 | 0 | 0 | 0 | 0 | 0 | 0 | 0 | 0 | 0 | 0 | 0 | 0 | 0
BLD9PST |  |  | Generators | 0 | 0 | 0 | 0 | 0 | 0 | 0 | 0 | 0 | 0 | 0 | 0 | 0 | 0 | 0 | 0
BLD9PST |  |  | Total End Uses | 0 | 0 | 0 | 0 | 0 | 0 | 0 | 0 | 0 | 0 | 0 | 0 | 0 | 0 | 0 | 0
BLD9PST |  |  | Total Building (MJ) | 1439260 | 1477510 | 1463630 | 1528050 | 1360720 | 1483110 | 1440850 | 1662200 | 1550720 | 1581790 | 1800760 | 1655910 | 1956370 | 1823170 | 2108010 | 2649480
BLD9PST |  | Energy - End Use Intensities
BLD9PST |  |  | Electricity (MJ/m2)
BLD9PST |  |  | Heating (elec) | 0 | 0 | 0 | 0 | 0 | 0 | 0 | 0 | 0 | 0 | 0 | 0 | 0 | 0 | 0 | 0
BLD9PST |  |  | Cooling (elec) | 581.5615 | 382.8871 | 465.9981 | 196.5223 | 54.8765 | 338.4264 | 13.1704 | 144.7878 | 130.9719 | 19.4112 | 98.6055 | 80.7868 | 84.6604 | 45.4076 | 26.685 | 10.2006
BLD9PST |  |  | Interior Lighting (elec) | 373.16 | 373.16 | 373.16 | 373.16 | 373.16 | 373.16 | 373.16 | 373.16 | 373.16 | 373.16 | 373.16 | 373.16 | 373.16 | 373.16 | 373.16 | 373.16
BLD9PST |  |  | Exterior Lighting (elec) | 200.7403 | 200.396 | 200.3099 | 200.6542 | 200.6112 | 200.439 | 200.2238 | 200.439 | 200.396 | 200.0947 | 200.1377 | 200.1808 | 200.3099 | 200.0516 | 200.0086 | 198.8035
BLD9PST |  |  | Interior Equipment (elec) | 1761.9007 | 1761.9007 | 1761.9007 | 1761.9007 | 1761.9007 | 1761.9007 | 1761.9007 | 1761.9007 | 1761.9007 | 1761.9007 | 1761.9007 | 1761.9007 | 1761.9007 | 1761.9007 | 1761.9007 | 1761.9007
BLD9PST |  |  | Exterior Equipment (elec) | 0 | 0 | 0 | 0 | 0 | 0 | 0 | 0 | 0 | 0 | 0 | 0 | 0 | 0 | 0 | 0
BLD9PST |  |  | Fans (elec) | 287.0793 | 261.212 | 268.3567 | 261.0829 | 269.9062 | 264.1388 | 246.3631 | 248.6873 | 269.734 | 247.1378 | 249.8494 | 261.2981 | 247.1809 | 253.5078 | 242.1882 | 245.8466
BLD9PST |  |  | Pumps (elec) | 0 | 0 | 0 | 0 | 0 | 0 | 0 | 0 | 0 | 0 | 0 | 0 | 0 | 0 | 0 | 0
BLD9PST |  |  | Heat Rejection (elec) | 0 | 0 | 0 | 0 | 0 | 0 | 0 | 0 | 0 | 0 | 0 | 0 | 0 | 0 | 0 | 0
BLD9PST |  |  | Humidification (elec) | 0 | 0 | 0 | 0 | 0 | 0 | 0 | 0 | 0 | 0 | 0 | 0 | 0 | 0 | 0 | 0
BLD9PST |  |  | Heat Recovery (elec) | 0 | 0 | 0 | 0 | 0 | 0 | 0 | 0 | 0 | 0 | 0 | 0 | 0 | 0 | 0 | 0
BLD9PST |  |  | Water Systems (elec) | 0 | 0 | 0 | 0 | 0 | 0 | 0 | 0 | 0 | 0 | 0 | 0 | 0 | 0 | 0 | 0
BLD9PST |  |  | Refrigeration (elec) | 296.4621 | 283.1196 | 281.3549 | 269.691 | 270.0783 | 271.7999 | 257.7257 | 261.1259 | 259.5765 | 252.5179 | 255.2294 | 252.9052 | 252.7761 | 247.1809 | 243.6085 | 238.0993
BLD9PST |  |  | Generators (elec) | 0 | 0 | 0 | 0 | 0 | 0 | 0 | 0 | 0 | 0 | 0 | 0 | 0 | 0 | 0 | 0
BLD9PST |  |  | Total End Uses | 3500.9469 | 3262.6754 | 3351.1234 | 3063.0541 | 2930.5759 | 3209.9079 | 2852.5867 | 2990.1007 | 2995.782 | 2854.2653 | 2938.9257 | 2930.2316 | 2920.031 | 2881.2516 | 2847.551 | 2828.0968
BLD9PST |  |  | Gas (MJ/m2)
BLD9PST |  |  | Heating (gas) | 24.1026 | 385.6848 | 261.2551 | 763.1488 | 183.0937 | 457.7344 | 571.9635 | 1382.1985 | 902.5996 | 1155.677 | 2002.2811 | 1388.9558 | 2667.2979 | 2128.4325 | 3353.3184 | 5655.9783
BLD9PST |  |  | Cooling (gas) | 0 | 0 | 0 | 0 | 0 | 0 | 0 | 0 | 0 | 0 | 0 | 0 | 0 | 0 | 0 | 0
BLD9PST |  |  | Interior Lighting (gas) | 0 | 0 | 0 | 0 | 0 | 0 | 0 | 0 | 0 | 0 | 0 | 0 | 0 | 0 | 0 | 0
BLD9PST |  |  | Exterior Lighting (gas) | 0 | 0 | 0 | 0 | 0 | 0 | 0 | 0 | 0 | 0 | 0 | 0 | 0 | 0 | 0 | 0
BLD9PST |  |  | Interior Equipment (gas) | 2427.0896 | 2427.0896 | 2427.0896 | 2427.0896 | 2427.0896 | 2427.0896 | 2427.0896 | 2427.0896 | 2427.0896 | 2427.0896 | 2427.0896 | 2427.0896 | 2427.0896 | 2427.0896 | 2427.0896 | 2427.0896
BLD9PST |  |  | Exterior Equipment (gas) | 0 | 0 | 0 | 0 | 0 | 0 | 0 | 0 | 0 | 0 | 0 | 0 | 0 | 0 | 0 | 0
BLD9PST |  |  | Fans (gas) | 0 | 0 | 0 | 0 | 0 | 0 | 0 | 0 | 0 | 0 | 0 | 0 | 0 | 0 | 0 | 0
BLD9PST |  |  | Pumps (gas) | 0 | 0 | 0 | 0 | 0 | 0 | 0 | 0 | 0 | 0 | 0 | 0 | 0 | 0 | 0 | 0
BLD9PST |  |  | Heat Rejection (gas) | 0 | 0 | 0 | 0 | 0 | 0 | 0 | 0 | 0 | 0 | 0 | 0 | 0 | 0 | 0 | 0
BLD9PST |  |  | Humidification (gas) | 0 | 0 | 0 | 0 | 0 | 0 | 0 | 0 | 0 | 0 | 0 | 0 | 0 | 0 | 0 | 0
BLD9PST |  |  | Heat Recovery (gas) | 0 | 0 | 0 | 0 | 0 | 0 | 0 | 0 | 0 | 0 | 0 | 0 | 0 | 0 | 0 | 0
BLD9PST |  |  | Water Systems (gas) | 242.4895 | 283.7652 | 260.0499 | 323.5345 | 315.8302 | 288.6287 | 349.8321 | 354.7818 | 348.8422 | 371.051 | 382.1985 | 380.7782 | 405.9137 | 410.2178 | 444.9944 | 492.2958
BLD9PST |  |  | Refrigeration (gas) | 0 | 0 | 0 | 0 | 0 | 0 | 0 | 0 | 0 | 0 | 0 | 0 | 0 | 0 | 0 | 0
BLD9PST |  |  | Generators (gas) | 0 | 0 | 0 | 0 | 0 | 0 | 0 | 0 | 0 | 0 | 0 | 0 | 0 | 0 | 0 | 0
BLD9PST |  |  | Total End Uses | 2693.6817 | 3096.5826 | 2948.3946 | 3513.7299 | 2926.0136 | 3173.4527 | 3348.8853 | 4164.0699 | 3678.5315 | 3953.8177 | 4811.5693 | 4196.8236 | 5500.2582 | 4965.7399 | 6225.4024 | 8575.4067
BLD9PST |  |  | Purchased Cooling (MJ/m2)
BLD9PST |  |  | Heating | 0 | 0 | 0 | 0 | 0 | 0 | 0 | 0 | 0 | 0 | 0 | 0 | 0 | 0 | 0 | 0
BLD9PST |  |  | Cooling | 0 | 0 | 0 | 0 | 0 | 0 | 0 | 0 | 0 | 0 | 0 | 0 | 0 | 0 | 0 | 0
BLD9PST |  |  | Interior Lighting | 0 | 0 | 0 | 0 | 0 | 0 | 0 | 0 | 0 | 0 | 0 | 0 | 0 | 0 | 0 | 0
BLD9PST |  |  | Exterior Lighting | 0 | 0 | 0 | 0 | 0 | 0 | 0 | 0 | 0 | 0 | 0 | 0 | 0 | 0 | 0 | 0
BLD9PST |  |  | Interior Equipment | 0 | 0 | 0 | 0 | 0 | 0 | 0 | 0 | 0 | 0 | 0 | 0 | 0 | 0 | 0 | 0
BLD9PST |  |  | Exterior Equipment | 0 | 0 | 0 | 0 | 0 | 0 | 0 | 0 | 0 | 0 | 0 | 0 | 0 | 0 | 0 | 0
BLD9PST |  |  | Fans | 0 | 0 | 0 | 0 | 0 | 0 | 0 | 0 | 0 | 0 | 0 | 0 | 0 | 0 | 0 | 0
BLD9PST |  |  | Pumps | 0 | 0 | 0 | 0 | 0 | 0 | 0 | 0 | 0 | 0 | 0 | 0 | 0 | 0 | 0 | 0
BLD9PST |  |  | Heat Rejection | 0 | 0 | 0 | 0 | 0 | 0 | 0 | 0 | 0 | 0 | 0 | 0 | 0 | 0 | 0 | 0
BLD9PST |  |  | Humidification | 0 | 0 | 0 | 0 | 0 | 0 | 0 | 0 | 0 | 0 | 0 | 0 | 0 | 0 | 0 | 0
BLD9PST |  |  | Heat Recovery | 0 | 0 | 0 | 0 | 0 | 0 | 0 | 0 | 0 | 0 | 0 | 0 | 0 | 0 | 0 | 0
BLD9PST |  |  | Water Systems | 0 | 0 | 0 | 0 | 0 | 0 | 0 | 0 | 0 | 0 | 0 | 0 | 0 | 0 | 0 | 0
BLD9PST |  |  | Refrigeration | 0 | 0 | 0 | 0 | 0 | 0 | 0 | 0 | 0 | 0 | 0 | 0 | 0 | 0 | 0 | 0
BLD9PST |  |  | Generators | 0 | 0 | 0 | 0 | 0 | 0 | 0 | 0 | 0 | 0 | 0 | 0 | 0 | 0 | 0 | 0
BLD9PST |  |  | Total End Uses | 0 | 0 | 0 | 0 | 0 | 0 | 0 | 0 | 0 | 0 | 0 | 0 | 0 | 0 | 0 | 0
BLD9PST |  |  | Purchased Heating (MJ/m2)
BLD9PST |  |  | Heating | 0 | 0 | 0 | 0 | 0 | 0 | 0 | 0 | 0 | 0 | 0 | 0 | 0 | 0 | 0 | 0
BLD9PST |  |  | Cooling | 0 | 0 | 0 | 0 | 0 | 0 | 0 | 0 | 0 | 0 | 0 | 0 | 0 | 0 | 0 | 0
BLD9PST |  |  | Interior Lighting | 0 | 0 | 0 | 0 | 0 | 0 | 0 | 0 | 0 | 0 | 0 | 0 | 0 | 0 | 0 | 0
BLD9PST |  |  | Exterior Lighting | 0 | 0 | 0 | 0 | 0 | 0 | 0 | 0 | 0 | 0 | 0 | 0 | 0 | 0 | 0 | 0
BLD9PST |  |  | Interior Equipment | 0 | 0 | 0 | 0 | 0 | 0 | 0 | 0 | 0 | 0 | 0 | 0 | 0 | 0 | 0 | 0
BLD9PST |  |  | Exterior Equipment | 0 | 0 | 0 | 0 | 0 | 0 | 0 | 0 | 0 | 0 | 0 | 0 | 0 | 0 | 0 | 0
BLD9PST |  |  | Fans | 0 | 0 | 0 | 0 | 0 | 0 | 0 | 0 | 0 | 0 | 0 | 0 | 0 | 0 | 0 | 0
BLD9PST |  |  | Pumps | 0 | 0 | 0 | 0 | 0 | 0 | 0 | 0 | 0 | 0 | 0 | 0 | 0 | 0 | 0 | 0
BLD9PST |  |  | Heat Rejection | 0 | 0 | 0 | 0 | 0 | 0 | 0 | 0 | 0 | 0 | 0 | 0 | 0 | 0 | 0 | 0
BLD9PST |  |  | Humidification | 0 | 0 | 0 | 0 | 0 | 0 | 0 | 0 | 0 | 0 | 0 | 0 | 0 | 0 | 0 | 0
BLD9PST |  |  | Heat Recovery | 0 | 0 | 0 | 0 | 0 | 0 | 0 | 0 | 0 | 0 | 0 | 0 | 0 | 0 | 0 | 0
BLD9PST |  |  | Water Systems | 0 | 0 | 0 | 0 | 0 | 0 | 0 | 0 | 0 | 0 | 0 | 0 | 0 | 0 | 0 | 0
BLD9PST |  |  | Refrigeration | 0 | 0 | 0 | 0 | 0 | 0 | 0 | 0 | 0 | 0 | 0 | 0 | 0 | 0 | 0 | 0
BLD9PST |  |  | Generators | 0 | 0 | 0 | 0 | 0 | 0 | 0 | 0 | 0 | 0 | 0 | 0 | 0 | 0 | 0 | 0
BLD9PST |  |  | Total End Uses | 0 | 0 | 0 | 0 | 0 | 0 | 0 | 0 | 0 | 0 | 0 | 0 | 0 | 0 | 0 | 0
BLD9PST |  |  | Total Building (MJ/m2) | 6194.6286 | 6359.258 | 6299.5179 | 6576.784 | 5856.5895 | 6383.3606 | 6201.472 | 7154.1706 | 6674.3565 | 6808.083 | 7750.538 | 7127.0982 | 8420.2892 | 7846.9915 | 9072.9534 | 11403.4604
BLD9PST |  | Peak Energy Demand
BLD9PST |  |  | Electricity Peak Demand (kW)
BLD9PST |  |  | Jan | 36.5378 | 32.9518 | 30.6629 | 28.769 | 31.9538 | 28.6938 | 28.6193 | 28.5196 | 28.6921 | 28.5563 | 28.5197 | 28.7232 | 28.4501 | 28.5605 | 28.3792 | 30.839
BLD9PST |  |  | Feb | 37.9527 | 31.6767 | 31.8777 | 29.0575 | 32.6478 | 28.8106 | 28.7646 | 28.5552 | 28.7105 | 28.5499 | 28.5447 | 28.6316 | 28.4662 | 28.5538 | 28.4144 | 28.3486
BLD9PST |  |  | Mar | 37.7985 | 33.7867 | 35.8271 | 30.6474 | 31.7283 | 29.4988 | 28.6308 | 30.1897 | 29.1422 | 28.637 | 29.0719 | 30.3596 | 28.5581 | 28.6169 | 28.4052 | 28.3635
BLD9PST |  |  | Apr | 38.4686 | 36.8536 | 36.3423 | 31.5641 | 32.933 | 36.2748 | 28.7933 | 30.5863 | 32.154 | 28.5639 | 28.8713 | 30.0348 | 29.8047 | 28.6383 | 28.4376 | 28.3983
BLD9PST |  |  | May | 41.4115 | 39.2078 | 42.7104 | 35.498 | 32.9807 | 38.6195 | 29.1463 | 32.982 | 33.9591 | 28.6323 | 32.4977 | 31.9253 | 36.1061 | 29.4518 | 28.7732 | 28.1108
BLD9PST |  |  | Jun | 43.3247 | 39.525 | 45.2119 | 37.4188 | 31.406 | 45.3435 | 31.0451 | 39.445 | 36.7265 | 30.6023 | 39.0706 | 36.0939 | 37.2028 | 35.2532 | 31.2999 | 30.19
BLD9PST |  |  | Jul | 42.9283 | 41.7859 | 44.3741 | 40.4437 | 34.1187 | 45.1152 | 35.3799 | 41.3394 | 38.0148 | 31.2864 | 40.0379 | 36.1733 | 37.9248 | 35.6069 | 35.4531 | 30.8836
BLD9PST |  |  | Aug | 42.1825 | 41.9677 | 44.8724 | 39.0792 | 36.5833 | 42.4828 | 31.2445 | 41.3716 | 35.6475 | 30.9318 | 38.2672 | 36.8229 | 38.7262 | 34.4266 | 33.8701 | 29.4308
BLD9PST |  |  | Sep | 42.6806 | 41.461 | 41.9455 | 36.1615 | 39.2037 | 41.2497 | 34.1787 | 34.3273 | 34.6182 | 36.5409 | 34.4784 | 33.9039 | 32.0272 | 32.477 | 30.3128 | 28.4797
BLD9PST |  |  | Oct | 42.4574 | 37.5248 | 37.0266 | 33.2478 | 34.8433 | 35.938 | 30.0534 | 33.3615 | 32.3904 | 29.2749 | 30.4824 | 31.4549 | 30.2295 | 29.4544 | 29.4894 | 28.4261
BLD9PST |  |  | Nov | 39.2526 | 35.137 | 35.2334 | 29.373 | 32.3109 | 29.172 | 28.7347 | 30.2476 | 28.8084 | 28.6893 | 30.3506 | 28.6275 | 28.6035 | 28.642 | 28.4745 | 28.3689
BLD9PST |  |  | Dec | 36.1177 | 34.4765 | 30.3578 | 28.9085 | 32.5099 | 28.7403 | 28.6173 | 28.5557 | 28.6838 | 28.5835 | 28.5892 | 28.5875 | 28.4419 | 28.5537 | 28.3892 | 30.8586
BLD9PST |  |  | Time of Peak Electrical Demand
BLD9PST |  |  | Jan | 23-JAN-11:15 | 03-JAN-12:15 | 28-JAN-17:00 | 24-JAN-06:00 | 26-JAN-12:00 | 03-JAN-06:45 | 06-JAN-06:30 | 06-JAN-06:45 | 20-JAN-06:30 | 10-JAN-06:45 | 17-JAN-06:00 | 24-JAN-06:45 | 31-JAN-06:45 | 10-JAN-06:45 | 17-JAN-06:00 | 01-JAN-11:15
BLD9PST |  |  | Feb | 23-FEB-11:15 | 22-FEB-18:15 | 28-FEB-18:30 | 20-FEB-18:30 | 12-FEB-13:00 | 17-FEB-06:30 | 15-FEB-17:45 | 14-FEB-06:00 | 21-FEB-06:45 | 17-FEB-06:45 | 28-FEB-06:30 | 10-FEB-06:45 | 21-FEB-06:00 | 14-FEB-06:00 | 21-FEB-06:00 | 21-FEB-06:45
BLD9PST |  |  | Mar | 14-MAR-10:15 | 25-MAR-18:45 | 17-MAR-18:45 | 28-MAR-18:00 | 31-MAR-10:15 | 30-MAR-17:00 | 31-MAR-05:45 | 09-MAR-19:15 | 25-MAR-18:30 | 29-MAR-18:30 | 31-MAR-18:15 | 26-MAR-18:15 | 19-MAR-18:30 | 30-MAR-18:00 | 31-MAR-05:45 | 10-MAR-06:45
BLD9PST |  |  | Apr | 17-APR-12:00 | 30-APR-18:00 | 01-APR-16:00 | 15-APR-16:15 | 11-APR-18:30 | 21-APR-18:15 | 29-APR-10:15 | 05-APR-18:30 | 22-APR-18:45 | 21-APR-05:15 | 29-APR-10:15 | 26-APR-18:45 | 02-APR-18:45 | 06-APR-18:00 | 21-APR-05:15 | 14-APR-05:30
BLD9PST |  |  | May | 24-MAY-10:15 | 18-MAY-11:15 | 28-MAY-17:15 | 31-MAY-17:30 | 28-MAY-10:15 | 31-MAY-16:15 | 09-MAY-10:15 | 15-MAY-12:00 | 31-MAY-16:45 | 06-MAY-10:15 | 30-MAY-16:30 | 23-MAY-16:00 | 27-MAY-16:15 | 16-MAY-16:00 | 31-MAY-10:15 | 30-MAY-10:15
BLD9PST |  |  | Jun | 26-JUN-10:15 | 30-JUN-10:15 | 28-JUN-16:15 | 19-JUN-11:15 | 28-JUN-10:15 | 27-JUN-18:00 | 16-JUN-10:15 | 30-JUN-16:00 | 20-JUN-16:45 | 18-JUN-12:00 | 08-JUN-12:00 | 28-JUN-11:00 | 29-JUN-11:15 | 30-JUN-16:15 | 14-JUN-16:30 | 20-JUN-17:00
BLD9PST |  |  | Jul | 13-JUL-10:15 | 30-JUL-10:15 | 19-JUL-16:00 | 03-JUL-16:15 | 29-JUL-10:15 | 24-JUL-18:00 | 02-JUL-12:00 | 25-JUL-10:15 | 31-JUL-16:15 | 24-JUL-18:15 | 14-JUL-10:15 | 17-JUL-11:15 | 15-JUL-12:00 | 21-JUL-16:00 | 08-JUL-10:15 | 29-JUL-17:45
BLD9PST |  |  | Aug | 21-AUG-12:00 | 31-AUG-10:15 | 01-AUG-16:00 | 17-AUG-11:00 | 08-AUG-10:15 | 04-AUG-16:15 | 15-AUG-11:15 | 17-AUG-18:00 | 01-AUG-12:00 | 07-AUG-16:00 | 04-AUG-11:15 | 30-AUG-12:00 | 25-AUG-18:00 | 09-AUG-16:00 | 12-AUG-12:00 | 15-AUG-16:00
BLD9PST |  |  | Sep | 10-SEP-10:15 | 16-SEP-10:15 | 09-SEP-18:45 | 11-SEP-12:00 | 24-SEP-10:00 | 01-SEP-11:15 | 28-SEP-16:15 | 05-SEP-10:15 | 02-SEP-18:30 | 02-SEP-16:15 | 06-SEP-11:15 | 02-SEP-12:00 | 13-SEP-18:30 | 01-SEP-16:00 | 08-SEP-18:45 | 19-SEP-05:00
BLD9PST |  |  | Oct | 07-OCT-10:15 | 29-OCT-10:15 | 24-OCT-17:45 | 21-OCT-18:15 | 19-OCT-10:00 | 03-OCT-17:30 | 16-OCT-17:30 | 20-OCT-17:30 | 01-OCT-17:00 | 17-OCT-17:30 | 31-OCT-16:45 | 05-OCT-12:00 | 08-OCT-17:45 | 05-OCT-17:00 | 07-OCT-17:45 | 06-OCT-05:45
BLD9PST |  |  | Nov | 01-NOV-10:15 | 26-NOV-11:00 | 12-NOV-13:00 | 19-NOV-17:30 | 20-NOV-11:15 | 10-NOV-17:15 | 03-NOV-05:00 | 04-NOV-17:15 | 10-NOV-06:30 | 03-NOV-05:00 | 02-NOV-18:15 | 10-NOV-06:30 | 03-NOV-05:00 | 21-NOV-06:00 | 03-NOV-05:00 | 14-NOV-06:00
BLD9PST |  |  | Dec | 16-DEC-11:15 | 02-DEC-11:15 | 11-DEC-17:30 | 26-DEC-06:00 | 19-DEC-12:00 | 05-DEC-11:15 | 15-DEC-06:30 | 08-DEC-06:00 | 08-DEC-06:00 | 05-DEC-06:45 | 12-DEC-06:00 | 26-DEC-06:45 | 26-DEC-06:00 | 29-DEC-06:45 | 26-DEC-06:00 | 18-DEC-11:15
BLD9PST |  | Source Energy
BLD9PST |  |  | Total Source Energy (GJ) | 3381.51 | 3538.89 | 3210.77 | 3285.54 | 2849.73 | 3472.84 | 2900.94 | 3540.81 | 3242.77 | 2158.37 | 3642.1 | 3323.74 | 3727.29 | 3586.82 | 3853.41 | 4522.79
BLD9PST |  |  | Total Source Energy (MJ/m2) | 14553.97 | 15231.33 | 13819.09 | 14140.9 | 12265.17 | 14947.04 | 12485.61 | 15239.57 | 13956.84 | 9289.57 | 15675.53 | 14305.32 | 16042.19 | 15437.6 | 16584.99 | 19465.99
BLD9PST |  | Water Consumption (m3)
BLD9PST |  |  | Cooling | 0 | 0 | 0 | 0 | 0 | 0 | 0 | 0 | 0 | 0 | 0 | 0 | 0 | 0 | 0 | 0
BLD9PST |  |  | Heat Rejection | 0 | 0 | 0 | 0 | 0 | 0 | 0 | 0 | 0 | 0 | 0 | 0 | 0 | 0 | 0 | 0
BLD9PST |  |  | Water Systems | 414.19 | 414.19 | 414.19 | 414.19 | 414.19 | 414.19 | 414.19 | 414.19 | 414.19 | 414.19 | 414.19 | 414.19 | 414.19 | 414.19 | 414.19 | 414.19
BLD9PST |  |  | Total Building | 414.19 | 414.19 | 414.19 | 414.19 | 414.19 | 414.19 | 414.19 | 414.19 | 414.19 | 414.19 | 414.19 | 414.19 | 414.19 | 414.19 | 414.19 | 414.19
BLD9PST |  | Emissions
BLD9PST |  |  | Carbon Equivalent (kg) | 73251.7622 | 83211.6865 | 77641.9806 | 75615.9163 | 34362.7068 | 83166.9485 | 35546.2794 | 69522.3729 | 94393.1746 | 29982.1977 | 121284.7939 | 94836.6268 | 87551.323 | 88759.0309 | 88988.7744 | 87287.6524
BLD9PST |  |  | CO2 (kg) | 176092.4112 | 213730.7834 | 189230.1994 | 180739.3034 | 94431.8404 | 203904.8731 | 97980.4088 | 167188.1114 | 228562.1066 | 79731.9759 | 291567.9945 | 230809.445 | 215293.6942 | 218161.9147 | 220381.1864 | 232459.9452
BLD9PST |  |  | NOX (kg) | 282.6545 | 265.691 | 291.9095 | 305.49 | 82.6575 | 306.2676 | 85.961 | 279.257 | 363.3201 | 94.6603 | 477.7368 | 361.9514 | 331.821 | 335.1295 | 333.0563 | 255.4217
BLD9PST |  |  | SO2 (kg) | 967.3112 | 1004.6119 | 869.8799 | 694.0938 | 550.544 | 1139.7616 | 535.9279 | 704.7046 | 844.5284 | 142.6263 | 1278.5641 | 826.0885 | 445.1257 | 496.8247 | 434.1346 | 929.6395
BLD9PST |  |  | PM (kg) | 0 | 0 | 0 | 0 | 0 | 0 | 0 | 0 | 0 | 0 | 0 | 0 | 0 | 0 | 0 | 0
BLD9PST |  |  | Hg (kg) | 0.0045 | 0.0029 | 0.0024 | 0.0026 | 0.0003 | 0.0022 | 0.0003 | 0.0029 | 0.0034 | 0.0007 | 0.004 | 0.0033 | 0.0034 | 0.0036 | 0.0033 | 0.0034
BLD9PST |  |  | Water for Electricity (m3) | 119.6972 | 342.6221 | 6424.4 | 1234.27 | 3320.8 | 5683.32 | 3232.45 | 43.8132 | 877.9411 | 1882.04 | 294.271 | 858.7329 | 292.3761 | 11779 | 285.1215 | 186.4782
BLD9NEW |  | Program
BLD9NEW |  |  | ASHRAE 90.1-2004 Climate Zone | 1A | 2A | 2B | 3A | 3B-CA | 3B | 3C | 4A | 4B | 4C | 5A | 5B | 6A | 6B | 7 | 8
BLD9NEW |  |  | Available Fuel Types | gas, electricity | gas, electricity | gas, electricity | gas, electricity | gas, electricity | gas, electricity | gas, electricity | gas, electricity | gas, electricity | gas, electricity | gas, electricity | gas, electricity | gas, electricity | gas, electricity | gas, electricity | gas, electricity
BLD9NEW |  |  | Weighting Factor | 41.328 | 484.856 | 107.448 | 538.784 |  | 334.256 | 36.592 | 470.96 | 28.192 | 75.744 | 680.08 | 135.776 | 134.256 | 16.376 | 18.896 | 1.168
BLD9NEW |  | Fabric | [6 empty] | weighting factor is for all of 3B
BLD9NEW |  |  | Exterior walls
BLD9NEW | TypeWall |  | Construction Type | Wood-Framed | Wood-Framed | Wood-Framed | Wood-Framed | Wood-Framed | Wood-Framed | Wood-Framed | Wood-Framed | Wood-Framed | Wood-Framed | Wood-Framed | Wood-Framed | Wood-Framed | Wood-Framed | Wood-Framed | Wood-Framed
BLD9NEW | RvalWall |  | R-value (m2·K / W) | 1.9802 | 1.9802 | 1.9802 | 1.9802 | 1.9802 | 1.9802 | 1.9802 | 1.9802 | 1.9802 | 1.9802 | 1.9802 | 1.9802 | 1.9802 | 1.9802 | 1.9802 | 3.4483
BLD9NEW |  |  | Roof
BLD9NEW | TypeRoof |  | Construction Type | Attic | Attic | Attic | Attic | Attic | Attic | Attic | Attic | Attic | Attic | Attic | Attic | Attic | Attic | Attic | Attic
BLD9NEW | RvalRoof |  | R-value attic floor (m2·K / W) | 5.18 | 5.18 | 5.18 | 5.18 | 5.18 | 5.18 | 5.18 | 5.18 | 5.18 | 5.18 | 5.18 | 5.18 | 6.5229 | 6.5229 | 6.5229 | 6.5229
BLD9NEW |  |  | Window
BLD9NEW | Uwindow |  | U-Factor (W / m2·K) | 5.835 | 5.835 | 5.835 | 3.241 | 3.241 | 3.241 | 5.835 | 3.241 | 3.241 | 3.241 | 3.241 | 3.241 | 3.241 | 3.241 | 3.241 | 2.615
BLD9NEW | SHGC |  | SHGC | 0.251 | 0.251 | 0.251 | 0.252 | 0.252 | 0.252 | 0.39 | 0.385 | 0.385 | 0.385 | 0.385 | 0.385 | 0.385 | 0.385 | 0.487 | 0.296
BLD9NEW |  |  | Visible transmittance | 0.11 | 0.11 | 0.11 | 0.162 | 0.162 | 0.162 | 0.223 | 0.305 | 0.305 | 0.305 | 0.305 | 0.305 | 0.305 | 0.305 | 0.409 | 0.212
BLD9NEW |  |  | Skylights/TDD
BLD9NEW |  |  | U-Factor (W / m2·K) | n/a | n/a | n/a | n/a | n/a | n/a | n/a | n/a | n/a | n/a | n/a | n/a | n/a | n/a | n/a | n/a
BLD9NEW |  |  | SHGC | n/a | n/a | n/a | n/a | n/a | n/a | n/a | n/a | n/a | n/a | n/a | n/a | n/a | n/a | n/a | n/a
BLD9NEW |  |  | Visible transmittance | n/a | n/a | n/a | n/a | n/a | n/a | n/a | n/a | n/a | n/a | n/a | n/a | n/a | n/a | n/a | n/a
BLD9NEW |  |  | Foundation
BLD9NEW |  |  | Foundation Type | Mass Floor | Mass Floor | Mass Floor | Mass Floor | Mass Floor | Mass Floor | Mass Floor | Mass Floor | Mass Floor | Mass Floor | Mass Floor | Mass Floor | Mass Floor | Mass Floor | Mass Floor | Mass Floor
BLD9NEW |  |  | Construction | 4-in slab-on-grade | 4-in slab-on-grade | 4-in slab-on-grade | 4-in slab-on-grade | 4-in slab-on-grade | 4-in slab-on-grade | 4-in slab-on-grade | 4-in slab-on-grade | 4-in slab-on-grade | 4-in slab-on-grade | 4-in slab-on-grade | 4-in slab-on-grade | 4-in slab-on-grade | 4-in slab-on-grade | 4-in slab-on-grade | 4-in slab-on-grade
BLD9NEW |  |  | R-value (m2·K / W) | 0.32051 | 0.32051 | 0.32051 | 0.32051 | 0.32051 | 0.32051 | 0.32051 | 0.32051 | 0.32051 | 0.32051 | 0.32051 | 0.32051 | 0.32051 | 0.32051 | 0.32051 | 0.32051
BLD9NEW |  | HVAC
BLD9NEW |  |  | HVAC Sizing
BLD9NEW | HVAC |  | Air Conditioning (kW) | 47.8868 | 48.2981 | 48.7672 | 47.7005 | 43.9572 | 44.3151 | 35.0486 | 47.4304 | 38.2061 | 34.9361 | 47.7345 | 38.6411 | 47.7925 | 34.7534 | 41.2909 | 29.066
BLD9NEW |  |  | PSZ-AC_1:1_COOLC DXCOIL | 29.9462 | 30.3575 | 30.8266 | 29.7599 | 27.7721 | 29.8239 | 23.0892 | 29.4898 | 26.2467 | 22.9767 | 29.7939 | 26.6817 | 29.852 | 22.794 | 29.3315 | 17.1066
BLD9NEW |  |  | PSZ-AC_2:2_COOLC DXCOIL | 17.9406 | 17.9406 | 17.9406 | 17.9406 | 16.1851 | 14.4912 | 11.9594 | 17.9406 | 11.9594 | 11.9594 | 17.9406 | 11.9594 | 17.9406 | 11.9594 | 11.9594 | 11.9594
BLD9NEW | HEAT |  | Heating (kW) | 68.8382 | 88.5014 | 76.1524 | 93.9474 | 69.299 | 80.3971 | 77.7532 | 103.6829 | 85.3776 | 89.3738 | 119.9098 | 99.9601 | 128.9157 | 118.6494 | 131.1333 | 157.1119
BLD9NEW |  |  | PSZ-AC_1:1_HEATC | 40.8672 | 51.5758 | 44.9985 | 54.1142 | 40.2079 | 46.7189 | 45.598 | 59.3415 | 50.1459 | 51.0268 | 68.1098 | 57.9036 | 72.9351 | 67.6375 | 73.8329 | 86.1544
BLD9NEW |  |  | PSZ-AC_2:2_HEATC | 27.971 | 36.9256 | 31.1539 | 39.8332 | 29.091 | 33.6782 | 32.1552 | 44.3415 | 35.2317 | 38.3469 | 51.8 | 42.0566 | 55.9806 | 51.0119 | 57.3004 | 70.9575
BLD9NEW |  |  | HVAC Efficiency
BLD9NEW | COP |  | Air Conditioning (COP) | 3.5637 | 3.5631 | 3.5625 | 3.5639 | 3.5626 | 3.5556 | 3.558 | 3.5643 | 3.5532 | 3.5582 | 3.5639 | 3.5526 | 3.5638 | 3.5585 | 3.5492 | 3.67
BLD9NEW |  |  | PSZ-AC_1:1_COOLC DXCOIL | 3.5 | 3.5 | 3.5 | 3.5 | 3.5 | 3.5 | 3.5 | 3.5 | 3.5 | 3.5 | 3.5 | 3.5 | 3.5 | 3.5 | 3.5 | 3.67
BLD9NEW |  |  | PSZ-AC_2:2_COOLC DXCOIL | 3.67 | 3.67 | 3.67 | 3.67 | 3.67 | 3.67 | 3.67 | 3.67 | 3.67 | 3.67 | 3.67 | 3.67 | 3.67 | 3.67 | 3.67 | 3.67
BLD9NEW | EffHeat |  | Heating Efficiency (%) | 0.8 | 0.8 | 0.8 | 0.8 | 0.8 | 0.8 | 0.8 | 0.8 | 0.8 | 0.8 | 0.78864 | 0.8 | 0.78868 | 0.7886 | 0.78874 | 0.78
BLD9NEW |  |  | PSZ-AC_1:1_HEATC | 0.8 | 0.8 | 0.8 | 0.8 | 0.8 | 0.8 | 0.8 | 0.8 | 0.8 | 0.8 | 0.78 | 0.8 | 0.78 | 0.78 | 0.78 | 0.78
BLD9NEW |  |  | PSZ-AC_2:2_HEATC | 0.8 | 0.8 | 0.8 | 0.8 | 0.8 | 0.8 | 0.8 | 0.8 | 0.8 | 0.8 | 0.8 | 0.8 | 0.8 | 0.8 | 0.8 | 0.78
BLD9NEW |  |  | HVAC Control - Economizer
BLD9NEW |  |  | PSZ-AC_1:1_FAN | NoEconomizer | NoEconomizer | NoEconomizer | NoEconomizer | DifferentialDryBulb | DifferentialDryBulb | DifferentialDryBulb | NoEconomizer | DifferentialDryBulb | DifferentialDryBulb | NoEconomizer | DifferentialDryBulb | NoEconomizer | DifferentialDryBulb | NoEconomizer | NoEconomizer
BLD9NEW |  |  | PSZ-AC_2:2_FAN | NoEconomizer | NoEconomizer | NoEconomizer | NoEconomizer | NoEconomizer | NoEconomizer | NoEconomizer | NoEconomizer | NoEconomizer | NoEconomizer | NoEconomizer | NoEconomizer | NoEconomizer | NoEconomizer | NoEconomizer | NoEconomizer
BLD9NEW | Fan |  | Fan Max Flow Rate (m3/s ) | 3.48 | 3.49 | 3.51 | 3.47 | 3.39 | 3.47 | 3.47 | 3.46 | 3.6 | 3.4 | 3.47 | 3.6 | 3.47 | 3.54 | 3.45 | 3.29
BLD9NEW |  |  | DINING EXHAUST FAN | 0.83 | 0.83 | 0.83 | 0.83 | 0.83 | 0.83 | 0.83 | 0.83 | 0.83 | 0.83 | 0.83 | 0.83 | 0.83 | 0.83 | 0.83 | 0.83
BLD9NEW |  |  | KITCHEN EXHAUST FAN | 0.72 | 0.72 | 0.72 | 0.72 | 0.72 | 0.72 | 0.72 | 0.72 | 0.72 | 0.72 | 0.72 | 0.72 | 0.72 | 0.72 | 0.72 | 0.72
BLD9NEW |  |  | PSZ-AC_1:1_FAN | 1.21 | 1.22 | 1.24 | 1.2 | 1.12 | 1.2 | 1.2 | 1.19 | 1.33 | 1.13 | 1.2 | 1.33 | 1.2 | 1.27 | 1.18 | 1.02
BLD9NEW |  |  | PSZ-AC_2:2_FAN | 0.72 | 0.72 | 0.72 | 0.72 | 0.72 | 0.72 | 0.72 | 0.72 | 0.72 | 0.72 | 0.72 | 0.72 | 0.72 | 0.72 | 0.72 | 0.72
BLD9NEW |  | Utility Costs
BLD9NEW |  |  | Electric Utility Rates
BLD9NEW |  |  | Average Annual Rate ($/kWh) | 0.075417 | 0.10517 | 0.098277 | 0.11058 | 0.12516 | 0.093956 | 0.14587 | 0.071091 | 0.037923 | 0.072406 | 0.054259 | 0.037941 | 0.051628 | 0.067837 | 0.050758 | 0.088438
BLD9NEW |  |  | Total Cost ($/m2) | 71.44 | 95.09 | 90.51 | 93.86 | 100.91 | 82.95 | 116.15 | 59.28 | 31.58 | 57.47 | 44.49 | 31.05 | 42.13 | 54.61 | 40.41 | 69.24
BLD9NEW |  |  | Gas Utility Rates
BLD9NEW |  |  | Average Annual Rate ($/MJ) | 0.01147 | 0.0081997 | 0.008607 | 0.01072 | 0.0084013 | 0.008161 | 0.008418 | 0.01003 | 0.007179 | 0.0083067 | 0.0087883 | 0.0071583 | 0.0079501 | 0.0086093 | 0.0079367 | 0.0041682
BLD9NEW |  |  | Total Cost ($/m2) | 30.71 | 24.78 | 24.83 | 36.19 | 23.99 | 25.12 | 26.99 | 39.8 | 25.4 | 31.31 | 39.9 | 28.61 | 40.83 | 40.18 | 45.73 | 32.21
BLD9NEW |  |  | Total Utility Costs
BLD9NEW |  |  | Cost Intensity ($/m2) | 102.15 | 119.87 | 115.34 | 130.04 | 124.89 | 108.07 | 143.13 | 99.08 | 56.99 | 88.78 | 84.39 | 59.66 | 82.96 | 94.8 | 86.15 | 101.45
BLD9NEW |  | Energy - End Uses
BLD9NEW |  |  | Electricity (kWh)
BLD9NEW |  |  | Heating | 0 | 0 | 0 | 0 | 0 | 0 | 0 | 0 | 0 | 0 | 0 | 0 | 0 | 0 | 0 | 0
BLD9NEW |  |  | Cooling | 33450 | 24163.8889 | 28013.8889 | 12330.5556 | 3038.8889 | 20102.7778 | 886.1111 | 9516.6667 | 8180.5556 | 1238.8889 | 6561.1111 | 5313.8889 | 5775 | 3050 | 1947.2222 | 602.7778
BLD9NEW |  |  | Interior Lighting | 26644.4444 | 26644.4444 | 26644.4444 | 26644.4444 | 26644.4444 | 26644.4444 | 26644.4444 | 26644.4444 | 26644.4444 | 26644.4444 | 26644.4444 | 26644.4444 | 26644.4444 | 26644.4444 | 26644.4444 | 26644.4444
BLD9NEW |  |  | Exterior Lighting | 11058.3333 | 11038.8889 | 11036.1111 | 11052.7778 | 11052.7778 | 11041.6667 | 11027.7778 | 11041.6667 | 11038.8889 | 11022.2222 | 11025 | 11027.7778 | 11033.3333 | 11019.4444 | 11016.6667 | 10952.7778
BLD9NEW |  |  | Interior Equipment | 113711.1111 | 113711.1111 | 113711.1111 | 113711.1111 | 113711.1111 | 113711.1111 | 113711.1111 | 113711.1111 | 113711.1111 | 113711.1111 | 113711.1111 | 113711.1111 | 113711.1111 | 113711.1111 | 113711.1111 | 113711.1111
BLD9NEW |  |  | Exterior Equipment | 0 | 0 | 0 | 0 | 0 | 0 | 0 | 0 | 0 | 0 | 0 | 0 | 0 | 0 | 0 | 0
BLD9NEW |  |  | Fans | 16036.1111 | 16175 | 16330.5556 | 15975 | 15338.8889 | 15997.2222 | 15997.2222 | 15883.3333 | 17086.1111 | 15402.7778 | 15986.1111 | 17033.3333 | 16011.1111 | 16561.1111 | 15847.2222 | 14513.8889
BLD9NEW |  |  | Pumps | 0 | 0 | 0 | 0 | 0 | 0 | 0 | 0 | 0 | 0 | 0 | 0 | 0 | 0 | 0 | 0
BLD9NEW |  |  | Heat Rejection | 0 | 0 | 0 | 0 | 0 | 0 | 0 | 0 | 0 | 0 | 0 | 0 | 0 | 0 | 0 | 0
BLD9NEW |  |  | Humidification | 0 | 0 | 0 | 0 | 0 | 0 | 0 | 0 | 0 | 0 | 0 | 0 | 0 | 0 | 0 | 0
BLD9NEW |  |  | Heat Recovery | 0 | 0 | 0 | 0 | 0 | 0 | 0 | 0 | 0 | 0 | 0 | 0 | 0 | 0 | 0 | 0
BLD9NEW |  |  | Water Systems | 0 | 0 | 0 | 0 | 0 | 0 | 0 | 0 | 0 | 0 | 0 | 0 | 0 | 0 | 0 | 0
BLD9NEW |  |  | Refrigeration | 19200 | 18336.1111 | 18236.1111 | 17491.6667 | 17533.3333 | 17627.7778 | 16733.3333 | 16936.1111 | 16850 | 16388.8889 | 16563.8889 | 16422.2222 | 16405.5556 | 16052.7778 | 15822.2222 | 15480.5556
BLD9NEW |  |  | Generators | 0 | 0 | 0 | 0 | 0 | 0 | 0 | 0 | 0 | 0 | 0 | 0 | 0 | 0 | 0 | 0
BLD9NEW |  |  | Total End Uses | 220100 | 210069.4444 | 213972.2222 | 197205.5556 | 187316.6667 | 205122.2222 | 185002.7778 | 193733.3333 | 193511.1111 | 184411.1111 | 190494.4444 | 190152.7778 | 189580.5556 | 187041.6667 | 184988.8889 | 181905.5556
BLD9NEW |  |  | Gas (MJ)
BLD9NEW |  |  | Heating | 3160 | 74080 | 47450 | 147050 | 27890 | 85920 | 101730 | 277670 | 179190 | 227780 | 404400 | 278350 | 537520 | 427630 | 674060 | 1120040
BLD9NEW |  |  | Cooling | 0 | 0 | 0 | 0 | 0 | 0 | 0 | 0 | 0 | 0 | 0 | 0 | 0 | 0 | 0 | 0
BLD9NEW |  |  | Interior Lighting | 0 | 0 | 0 | 0 | 0 | 0 | 0 | 0 | 0 | 0 | 0 | 0 | 0 | 0 | 0 | 0
BLD9NEW |  |  | Exterior Lighting | 0 | 0 | 0 | 0 | 0 | 0 | 0 | 0 | 0 | 0 | 0 | 0 | 0 | 0 | 0 | 0
BLD9NEW |  |  | Interior Equipment | 563910 | 563910 | 563910 | 563910 | 563910 | 563910 | 563910 | 563910 | 563910 | 563910 | 563910 | 563910 | 563910 | 563910 | 563910 | 563910
BLD9NEW |  |  | Exterior Equipment | 0 | 0 | 0 | 0 | 0 | 0 | 0 | 0 | 0 | 0 | 0 | 0 | 0 | 0 | 0 | 0
BLD9NEW |  |  | Fans | 0 | 0 | 0 | 0 | 0 | 0 | 0 | 0 | 0 | 0 | 0 | 0 | 0 | 0 | 0 | 0
BLD9NEW |  |  | Pumps | 0 | 0 | 0 | 0 | 0 | 0 | 0 | 0 | 0 | 0 | 0 | 0 | 0 | 0 | 0 | 0
BLD9NEW |  |  | Heat Rejection | 0 | 0 | 0 | 0 | 0 | 0 | 0 | 0 | 0 | 0 | 0 | 0 | 0 | 0 | 0 | 0
BLD9NEW |  |  | Humidification | 0 | 0 | 0 | 0 | 0 | 0 | 0 | 0 | 0 | 0 | 0 | 0 | 0 | 0 | 0 | 0
BLD9NEW |  |  | Heat Recovery | 0 | 0 | 0 | 0 | 0 | 0 | 0 | 0 | 0 | 0 | 0 | 0 | 0 | 0 | 0 | 0
BLD9NEW |  |  | Water Systems | 54950 | 64300 | 58920 | 73300 | 71560 | 65390 | 79260 | 80380 | 79040 | 84070 | 86590 | 86270 | 91960 | 92940 | 100820 | 111540
BLD9NEW |  |  | Refrigeration | 0 | 0 | 0 | 0 | 0 | 0 | 0 | 0 | 0 | 0 | 0 | 0 | 0 | 0 | 0 | 0
BLD9NEW |  |  | Generators | 0 | 0 | 0 | 0 | 0 | 0 | 0 | 0 | 0 | 0 | 0 | 0 | 0 | 0 | 0 | 0
BLD9NEW |  |  | Total End Uses | 622030 | 702290 | 670290 | 784260 | 663360 | 715230 | 744910 | 921960 | 822150 | 875760 | 1054900 | 928540 | 1193390 | 1084480 | 1338800 | 1795490
BLD9NEW |  |  | Purchased Cooling (MJ)
BLD9NEW |  |  | Heating | 0 | 0 | 0 | 0 | 0 | 0 | 0 | 0 | 0 | 0 | 0 | 0 | 0 | 0 | 0 | 0
BLD9NEW |  |  | Cooling | 0 | 0 | 0 | 0 | 0 | 0 | 0 | 0 | 0 | 0 | 0 | 0 | 0 | 0 | 0 | 0
BLD9NEW |  |  | Interior Lighting | 0 | 0 | 0 | 0 | 0 | 0 | 0 | 0 | 0 | 0 | 0 | 0 | 0 | 0 | 0 | 0
BLD9NEW |  |  | Exterior Lighting | 0 | 0 | 0 | 0 | 0 | 0 | 0 | 0 | 0 | 0 | 0 | 0 | 0 | 0 | 0 | 0
BLD9NEW |  |  | Interior Equipment | 0 | 0 | 0 | 0 | 0 | 0 | 0 | 0 | 0 | 0 | 0 | 0 | 0 | 0 | 0 | 0
BLD9NEW |  |  | Exterior Equipment | 0 | 0 | 0 | 0 | 0 | 0 | 0 | 0 | 0 | 0 | 0 | 0 | 0 | 0 | 0 | 0
BLD9NEW |  |  | Fans | 0 | 0 | 0 | 0 | 0 | 0 | 0 | 0 | 0 | 0 | 0 | 0 | 0 | 0 | 0 | 0
BLD9NEW |  |  | Pumps | 0 | 0 | 0 | 0 | 0 | 0 | 0 | 0 | 0 | 0 | 0 | 0 | 0 | 0 | 0 | 0
BLD9NEW |  |  | Heat Rejection | 0 | 0 | 0 | 0 | 0 | 0 | 0 | 0 | 0 | 0 | 0 | 0 | 0 | 0 | 0 | 0
BLD9NEW |  |  | Humidification | 0 | 0 | 0 | 0 | 0 | 0 | 0 | 0 | 0 | 0 | 0 | 0 | 0 | 0 | 0 | 0
BLD9NEW |  |  | Heat Recovery | 0 | 0 | 0 | 0 | 0 | 0 | 0 | 0 | 0 | 0 | 0 | 0 | 0 | 0 | 0 | 0
BLD9NEW |  |  | Water Systems | 0 | 0 | 0 | 0 | 0 | 0 | 0 | 0 | 0 | 0 | 0 | 0 | 0 | 0 | 0 | 0
BLD9NEW |  |  | Refrigeration | 0 | 0 | 0 | 0 | 0 | 0 | 0 | 0 | 0 | 0 | 0 | 0 | 0 | 0 | 0 | 0
BLD9NEW |  |  | Generators | 0 | 0 | 0 | 0 | 0 | 0 | 0 | 0 | 0 | 0 | 0 | 0 | 0 | 0 | 0 | 0
BLD9NEW |  |  | Total End Uses | 0 | 0 | 0 | 0 | 0 | 0 | 0 | 0 | 0 | 0 | 0 | 0 | 0 | 0 | 0 | 0
BLD9NEW |  |  | Purchased Heating (MJ)
BLD9NEW |  |  | Heating | 0 | 0 | 0 | 0 | 0 | 0 | 0 | 0 | 0 | 0 | 0 | 0 | 0 | 0 | 0 | 0
BLD9NEW |  |  | Cooling | 0 | 0 | 0 | 0 | 0 | 0 | 0 | 0 | 0 | 0 | 0 | 0 | 0 | 0 | 0 | 0
BLD9NEW |  |  | Interior Lighting | 0 | 0 | 0 | 0 | 0 | 0 | 0 | 0 | 0 | 0 | 0 | 0 | 0 | 0 | 0 | 0
BLD9NEW |  |  | Exterior Lighting | 0 | 0 | 0 | 0 | 0 | 0 | 0 | 0 | 0 | 0 | 0 | 0 | 0 | 0 | 0 | 0
BLD9NEW |  |  | Interior Equipment | 0 | 0 | 0 | 0 | 0 | 0 | 0 | 0 | 0 | 0 | 0 | 0 | 0 | 0 | 0 | 0
BLD9NEW |  |  | Exterior Equipment | 0 | 0 | 0 | 0 | 0 | 0 | 0 | 0 | 0 | 0 | 0 | 0 | 0 | 0 | 0 | 0
BLD9NEW |  |  | Fans | 0 | 0 | 0 | 0 | 0 | 0 | 0 | 0 | 0 | 0 | 0 | 0 | 0 | 0 | 0 | 0
BLD9NEW |  |  | Pumps | 0 | 0 | 0 | 0 | 0 | 0 | 0 | 0 | 0 | 0 | 0 | 0 | 0 | 0 | 0 | 0
BLD9NEW |  |  | Heat Rejection | 0 | 0 | 0 | 0 | 0 | 0 | 0 | 0 | 0 | 0 | 0 | 0 | 0 | 0 | 0 | 0
BLD9NEW |  |  | Humidification | 0 | 0 | 0 | 0 | 0 | 0 | 0 | 0 | 0 | 0 | 0 | 0 | 0 | 0 | 0 | 0
BLD9NEW |  |  | Heat Recovery | 0 | 0 | 0 | 0 | 0 | 0 | 0 | 0 | 0 | 0 | 0 | 0 | 0 | 0 | 0 | 0
BLD9NEW |  |  | Water Systems | 0 | 0 | 0 | 0 | 0 | 0 | 0 | 0 | 0 | 0 | 0 | 0 | 0 | 0 | 0 | 0
BLD9NEW |  |  | Refrigeration | 0 | 0 | 0 | 0 | 0 | 0 | 0 | 0 | 0 | 0 | 0 | 0 | 0 | 0 | 0 | 0
BLD9NEW |  |  | Generators | 0 | 0 | 0 | 0 | 0 | 0 | 0 | 0 | 0 | 0 | 0 | 0 | 0 | 0 | 0 | 0
BLD9NEW |  |  | Total End Uses | 0 | 0 | 0 | 0 | 0 | 0 | 0 | 0 | 0 | 0 | 0 | 0 | 0 | 0 | 0 | 0
BLD9NEW |  |  | Total Building (MJ) | 1414380 | 1458540 | 1440590 | 1494200 | 1337700 | 1453680 | 1410920 | 1619400 | 1518790 | 1539640 | 1740680 | 1613090 | 1875890 | 1757830 | 2004760 | 2450350
BLD9NEW |  | Energy - End Use Intensities
BLD9NEW |  |  | Electricity (MJ/m2)
BLD9NEW |  |  | Heating (elec) | 0 | 0 | 0 | 0 | 0 | 0 | 0 | 0 | 0 | 0 | 0 | 0 | 0 | 0 | 0 | 0
BLD9NEW |  |  | Cooling (elec) | 518.2922 | 374.4082 | 434.0622 | 191.0562 | 47.0862 | 311.4832 | 13.7299 | 147.4563 | 126.7539 | 19.196 | 101.6614 | 82.3362 | 89.4809 | 47.2583 | 30.1713 | 9.3398
BLD9NEW |  |  | Interior Lighting (elec) | 412.8432 | 412.8432 | 412.8432 | 412.8432 | 412.8432 | 412.8432 | 412.8432 | 412.8432 | 412.8432 | 412.8432 | 412.8432 | 412.8432 | 412.8432 | 412.8432 | 412.8432 | 412.8432
BLD9NEW |  |  | Exterior Lighting (elec) | 171.3437 | 171.0424 | 170.9994 | 171.2576 | 171.2576 | 171.0855 | 170.8703 | 171.0855 | 171.0424 | 170.7842 | 170.8272 | 170.8703 | 170.9564 | 170.7412 | 170.6981 | 169.7082
BLD9NEW |  |  | Interior Equipment (elec) | 1761.9007 | 1761.9007 | 1761.9007 | 1761.9007 | 1761.9007 | 1761.9007 | 1761.9007 | 1761.9007 | 1761.9007 | 1761.9007 | 1761.9007 | 1761.9007 | 1761.9007 | 1761.9007 | 1761.9007 | 1761.9007
BLD9NEW |  |  | Exterior Equipment (elec) | 0 | 0 | 0 | 0 | 0 | 0 | 0 | 0 | 0 | 0 | 0 | 0 | 0 | 0 | 0 | 0
BLD9NEW |  |  | Fans (elec) | 248.4721 | 250.6241 | 253.0343 | 247.5252 | 237.6689 | 247.8695 | 247.8695 | 246.1048 | 264.7413 | 238.6589 | 247.6973 | 263.9236 | 248.0847 | 256.6067 | 245.5453 | 224.8859
BLD9NEW |  |  | Pumps (elec) | 0 | 0 | 0 | 0 | 0 | 0 | 0 | 0 | 0 | 0 | 0 | 0 | 0 | 0 | 0 | 0
BLD9NEW |  |  | Heat Rejection (elec) | 0 | 0 | 0 | 0 | 0 | 0 | 0 | 0 | 0 | 0 | 0 | 0 | 0 | 0 | 0 | 0
BLD9NEW |  |  | Humidification (elec) | 0 | 0 | 0 | 0 | 0 | 0 | 0 | 0 | 0 | 0 | 0 | 0 | 0 | 0 | 0 | 0
BLD9NEW |  |  | Heat Recovery (elec) | 0 | 0 | 0 | 0 | 0 | 0 | 0 | 0 | 0 | 0 | 0 | 0 | 0 | 0 | 0 | 0
BLD9NEW |  |  | Water Systems (elec) | 0 | 0 | 0 | 0 | 0 | 0 | 0 | 0 | 0 | 0 | 0 | 0 | 0 | 0 | 0 | 0
BLD9NEW |  |  | Refrigeration (elec) | 297.4951 | 284.1095 | 282.56 | 271.0252 | 271.6708 | 273.1342 | 259.2752 | 262.4171 | 261.0829 | 253.9382 | 256.6497 | 254.4547 | 254.1964 | 248.7303 | 245.158 | 239.864
BLD9NEW |  |  | Generators (elec) | 0 | 0 | 0 | 0 | 0 | 0 | 0 | 0 | 0 | 0 | 0 | 0 | 0 | 0 | 0 | 0
BLD9NEW |  |  | Total End Uses | 3410.3469 | 3254.9281 | 3315.3998 | 3055.6082 | 2902.3844 | 3178.2732 | 2866.5318 | 3001.8077 | 2998.3645 | 2857.3642 | 2951.6226 | 2946.3287 | 2937.4623 | 2898.1234 | 2866.3166 | 2818.5418
BLD9NEW |  |  | Gas (MJ/m2)
BLD9NEW |  |  | Heating (gas) | 13.6008 | 318.8431 | 204.2266 | 632.9087 | 120.0396 | 369.8029 | 437.8497 | 1195.102 | 771.2404 | 980.3736 | 1740.5526 | 1198.0288 | 2313.5061 | 1840.5354 | 2901.1793 | 4820.6938
BLD9NEW |  |  | Cooling (gas) | 0 | 0 | 0 | 0 | 0 | 0 | 0 | 0 | 0 | 0 | 0 | 0 | 0 | 0 | 0 | 0
BLD9NEW |  |  | Interior Lighting (gas) | 0 | 0 | 0 | 0 | 0 | 0 | 0 | 0 | 0 | 0 | 0 | 0 | 0 | 0 | 0 | 0
BLD9NEW |  |  | Exterior Lighting (gas) | 0 | 0 | 0 | 0 | 0 | 0 | 0 | 0 | 0 | 0 | 0 | 0 | 0 | 0 | 0 | 0
BLD9NEW |  |  | Interior Equipment (gas) | 2427.0896 | 2427.0896 | 2427.0896 | 2427.0896 | 2427.0896 | 2427.0896 | 2427.0896 | 2427.0896 | 2427.0896 | 2427.0896 | 2427.0896 | 2427.0896 | 2427.0896 | 2427.0896 | 2427.0896 | 2427.0896
BLD9NEW |  |  | Exterior Equipment (gas) | 0 | 0 | 0 | 0 | 0 | 0 | 0 | 0 | 0 | 0 | 0 | 0 | 0 | 0 | 0 | 0
BLD9NEW |  |  | Fans (gas) | 0 | 0 | 0 | 0 | 0 | 0 | 0 | 0 | 0 | 0 | 0 | 0 | 0 | 0 | 0 | 0
BLD9NEW |  |  | Pumps (gas) | 0 | 0 | 0 | 0 | 0 | 0 | 0 | 0 | 0 | 0 | 0 | 0 | 0 | 0 | 0 | 0
BLD9NEW |  |  | Heat Rejection (gas) | 0 | 0 | 0 | 0 | 0 | 0 | 0 | 0 | 0 | 0 | 0 | 0 | 0 | 0 | 0 | 0
BLD9NEW |  |  | Humidification (gas) | 0 | 0 | 0 | 0 | 0 | 0 | 0 | 0 | 0 | 0 | 0 | 0 | 0 | 0 | 0 | 0
BLD9NEW |  |  | Heat Recovery (gas) | 0 | 0 | 0 | 0 | 0 | 0 | 0 | 0 | 0 | 0 | 0 | 0 | 0 | 0 | 0 | 0
BLD9NEW |  |  | Water Systems (gas) | 236.5068 | 276.7496 | 253.5939 | 315.4859 | 307.9969 | 281.441 | 341.138 | 345.9585 | 340.1911 | 361.8404 | 372.6866 | 371.3093 | 395.7993 | 400.0172 | 433.933 | 480.0723
BLD9NEW |  |  | Refrigeration (gas) | 0 | 0 | 0 | 0 | 0 | 0 | 0 | 0 | 0 | 0 | 0 | 0 | 0 | 0 | 0 | 0
BLD9NEW |  |  | Generators (gas) | 0 | 0 | 0 | 0 | 0 | 0 | 0 | 0 | 0 | 0 | 0 | 0 | 0 | 0 | 0 | 0
BLD9NEW |  |  | Total End Uses | 2677.2403 | 3022.6823 | 2884.9531 | 3375.4842 | 2855.1261 | 3078.3765 | 3206.1203 | 3968.1501 | 3538.5642 | 3769.3036 | 4540.3288 | 3996.4707 | 5136.3949 | 4667.6422 | 5762.245 | 7727.8557
BLD9NEW |  |  | Purchased Cooling (MJ/m2)
BLD9NEW |  |  | Heating | 0 | 0 | 0 | 0 | 0 | 0 | 0 | 0 | 0 | 0 | 0 | 0 | 0 | 0 | 0 | 0
BLD9NEW |  |  | Cooling | 0 | 0 | 0 | 0 | 0 | 0 | 0 | 0 | 0 | 0 | 0 | 0 | 0 | 0 | 0 | 0
BLD9NEW |  |  | Interior Lighting | 0 | 0 | 0 | 0 | 0 | 0 | 0 | 0 | 0 | 0 | 0 | 0 | 0 | 0 | 0 | 0
BLD9NEW |  |  | Exterior Lighting | 0 | 0 | 0 | 0 | 0 | 0 | 0 | 0 | 0 | 0 | 0 | 0 | 0 | 0 | 0 | 0
BLD9NEW |  |  | Interior Equipment | 0 | 0 | 0 | 0 | 0 | 0 | 0 | 0 | 0 | 0 | 0 | 0 | 0 | 0 | 0 | 0
BLD9NEW |  |  | Exterior Equipment | 0 | 0 | 0 | 0 | 0 | 0 | 0 | 0 | 0 | 0 | 0 | 0 | 0 | 0 | 0 | 0
BLD9NEW |  |  | Fans | 0 | 0 | 0 | 0 | 0 | 0 | 0 | 0 | 0 | 0 | 0 | 0 | 0 | 0 | 0 | 0
BLD9NEW |  |  | Pumps | 0 | 0 | 0 | 0 | 0 | 0 | 0 | 0 | 0 | 0 | 0 | 0 | 0 | 0 | 0 | 0
BLD9NEW |  |  | Heat Rejection | 0 | 0 | 0 | 0 | 0 | 0 | 0 | 0 | 0 | 0 | 0 | 0 | 0 | 0 | 0 | 0
BLD9NEW |  |  | Humidification | 0 | 0 | 0 | 0 | 0 | 0 | 0 | 0 | 0 | 0 | 0 | 0 | 0 | 0 | 0 | 0
BLD9NEW |  |  | Heat Recovery | 0 | 0 | 0 | 0 | 0 | 0 | 0 | 0 | 0 | 0 | 0 | 0 | 0 | 0 | 0 | 0
BLD9NEW |  |  | Water Systems | 0 | 0 | 0 | 0 | 0 | 0 | 0 | 0 | 0 | 0 | 0 | 0 | 0 | 0 | 0 | 0
BLD9NEW |  |  | Refrigeration | 0 | 0 | 0 | 0 | 0 | 0 | 0 | 0 | 0 | 0 | 0 | 0 | 0 | 0 | 0 | 0
BLD9NEW |  |  | Generators | 0 | 0 | 0 | 0 | 0 | 0 | 0 | 0 | 0 | 0 | 0 | 0 | 0 | 0 | 0 | 0
BLD9NEW |  |  | Total End Uses | 0 | 0 | 0 | 0 | 0 | 0 | 0 | 0 | 0 | 0 | 0 | 0 | 0 | 0 | 0 | 0
BLD9NEW |  |  | Purchased Heating (MJ/m2)
BLD9NEW |  |  | Heating | 0 | 0 | 0 | 0 | 0 | 0 | 0 | 0 | 0 | 0 | 0 | 0 | 0 | 0 | 0 | 0
BLD9NEW |  |  | Cooling | 0 | 0 | 0 | 0 | 0 | 0 | 0 | 0 | 0 | 0 | 0 | 0 | 0 | 0 | 0 | 0
BLD9NEW |  |  | Interior Lighting | 0 | 0 | 0 | 0 | 0 | 0 | 0 | 0 | 0 | 0 | 0 | 0 | 0 | 0 | 0 | 0
BLD9NEW |  |  | Exterior Lighting | 0 | 0 | 0 | 0 | 0 | 0 | 0 | 0 | 0 | 0 | 0 | 0 | 0 | 0 | 0 | 0
BLD9NEW |  |  | Interior Equipment | 0 | 0 | 0 | 0 | 0 | 0 | 0 | 0 | 0 | 0 | 0 | 0 | 0 | 0 | 0 | 0
BLD9NEW |  |  | Exterior Equipment | 0 | 0 | 0 | 0 | 0 | 0 | 0 | 0 | 0 | 0 | 0 | 0 | 0 | 0 | 0 | 0
BLD9NEW |  |  | Fans | 0 | 0 | 0 | 0 | 0 | 0 | 0 | 0 | 0 | 0 | 0 | 0 | 0 | 0 | 0 | 0
BLD9NEW |  |  | Pumps | 0 | 0 | 0 | 0 | 0 | 0 | 0 | 0 | 0 | 0 | 0 | 0 | 0 | 0 | 0 | 0
BLD9NEW |  |  | Heat Rejection | 0 | 0 | 0 | 0 | 0 | 0 | 0 | 0 | 0 | 0 | 0 | 0 | 0 | 0 | 0 | 0
BLD9NEW |  |  | Humidification | 0 | 0 | 0 | 0 | 0 | 0 | 0 | 0 | 0 | 0 | 0 | 0 | 0 | 0 | 0 | 0
BLD9NEW |  |  | Heat Recovery | 0 | 0 | 0 | 0 | 0 | 0 | 0 | 0 | 0 | 0 | 0 | 0 | 0 | 0 | 0 | 0
BLD9NEW |  |  | Water Systems | 0 | 0 | 0 | 0 | 0 | 0 | 0 | 0 | 0 | 0 | 0 | 0 | 0 | 0 | 0 | 0
BLD9NEW |  |  | Refrigeration | 0 | 0 | 0 | 0 | 0 | 0 | 0 | 0 | 0 | 0 | 0 | 0 | 0 | 0 | 0 | 0
BLD9NEW |  |  | Generators | 0 | 0 | 0 | 0 | 0 | 0 | 0 | 0 | 0 | 0 | 0 | 0 | 0 | 0 | 0 | 0
BLD9NEW |  |  | Total End Uses | 0 | 0 | 0 | 0 | 0 | 0 | 0 | 0 | 0 | 0 | 0 | 0 | 0 | 0 | 0 | 0
BLD9NEW |  |  | Total Building (MJ/m2) | 6087.5441 | 6277.6104 | 6200.3529 | 6431.0924 | 5757.5105 | 6256.6928 | 6072.6521 | 6969.9578 | 6536.9286 | 6626.6678 | 7491.9515 | 6942.7993 | 8073.9003 | 7565.7657 | 8628.5616 | 10546.3975
BLD9NEW |  | Peak Energy Demand
BLD9NEW |  |  | Electricity Peak Demand (kW)
BLD9NEW |  |  | Jan | 35.059 | 33.0997 | 30.454 | 28.5806 | 31.062 | 28.4736 | 28.5582 | 28.4741 | 28.5747 | 28.4044 | 28.4428 | 28.6874 | 28.4151 | 28.5342 | 28.3774 | 30.6669
BLD9NEW |  |  | Feb | 36.1741 | 31.5598 | 31.557 | 28.9248 | 31.8338 | 28.7584 | 28.7003 | 28.4643 | 28.5931 | 28.398 | 28.4676 | 28.5911 | 28.4312 | 28.5275 | 28.4125 | 28.1766
BLD9NEW |  |  | Mar | 36.2698 | 33.4989 | 35.2506 | 30.1535 | 31.0814 | 29.478 | 28.5705 | 30.173 | 29.1428 | 28.4831 | 29.1254 | 30.3967 | 28.5279 | 28.5907 | 28.4033 | 28.1921
BLD9NEW |  |  | Apr | 36.8523 | 36.3341 | 35.576 | 31.5111 | 32.0321 | 35.5481 | 29.4026 | 30.4144 | 31.8731 | 28.4118 | 29.4433 | 30.2156 | 29.9247 | 28.6121 | 28.4357 | 28.2266
BLD9NEW |  |  | May | 39.2437 | 39.0042 | 41.9132 | 35.0265 | 32.1526 | 37.6193 | 29.7656 | 33.3769 | 33.7859 | 29.0867 | 32.7485 | 32.3967 | 36.5031 | 29.8824 | 29.4651 | 28.3034
BLD9NEW |  |  | Jun | 40.7185 | 39.4053 | 44.3701 | 37.3525 | 30.8297 | 43.4414 | 31.4746 | 39.3392 | 36.347 | 30.6909 | 39.1901 | 36.4099 | 37.7533 | 35.4202 | 31.8797 | 30.1712
BLD9NEW |  |  | Jul | 40.6315 | 41.3595 | 43.605 | 39.6696 | 33.2648 | 43.2596 | 35.2086 | 41.5114 | 37.4678 | 31.1641 | 40.3585 | 36.5237 | 38.407 | 35.8811 | 36.1454 | 30.8566
BLD9NEW |  |  | Aug | 40.3083 | 41.4726 | 44.0644 | 38.6095 | 35.3753 | 41.13 | 31.6018 | 41.1267 | 35.4402 | 30.8515 | 38.6136 | 36.9491 | 38.494 | 34.759 | 34.5303 | 29.4628
BLD9NEW |  |  | Sep | 40.2584 | 41.0381 | 40.9243 | 35.8384 | 37.4398 | 40.0116 | 33.8997 | 34.9963 | 34.1784 | 36.053 | 34.9613 | 34.2448 | 32.1652 | 32.8467 | 30.4777 | 28.3083
BLD9NEW |  |  | Oct | 39.8238 | 37.5819 | 36.3267 | 32.8614 | 33.7676 | 35.2509 | 29.9667 | 33.1377 | 32.0986 | 29.2485 | 30.4754 | 31.9622 | 30.3317 | 29.5484 | 29.6755 | 28.2547
BLD9NEW |  |  | Nov | 37.4304 | 35.1915 | 34.748 | 29.1816 | 31.5602 | 29.2854 | 28.6754 | 30.6562 | 28.6952 | 28.5414 | 30.3758 | 28.8483 | 28.5703 | 28.6181 | 28.4726 | 28.1975
BLD9NEW |  |  | Dec | 34.5937 | 34.7082 | 30.172 | 28.7358 | 31.6364 | 28.9594 | 28.559 | 28.4648 | 28.5664 | 28.4316 | 28.5123 | 28.5469 | 28.407 | 28.5273 | 28.3874 | 30.6872
BLD9NEW |  |  | Time of Peak Electrical Demand
BLD9NEW |  |  | Jan | 06-JAN-12:15 | 03-JAN-12:15 | 28-JAN-18:15 | 24-JAN-06:00 | 26-JAN-12:00 | 03-JAN-06:45 | 06-JAN-06:15 | 09-JAN-11:15 | 20-JAN-06:30 | 10-JAN-06:45 | 17-JAN-06:00 | 24-JAN-06:45 | 31-JAN-06:45 | 10-JAN-06:00 | 17-JAN-06:00 | 01-JAN-11:15
BLD9NEW |  |  | Feb | 23-FEB-11:15 | 23-FEB-13:00 | 28-FEB-18:30 | 20-FEB-18:30 | 12-FEB-11:15 | 08-FEB-17:15 | 15-FEB-17:45 | 14-FEB-06:00 | 21-FEB-06:45 | 17-FEB-06:45 | 28-FEB-06:30 | 10-FEB-06:45 | 21-FEB-06:00 | 14-FEB-06:00 | 21-FEB-06:00 | 21-FEB-06:45
BLD9NEW |  |  | Mar | 14-MAR-10:15 | 25-MAR-11:00 | 17-MAR-18:45 | 28-MAR-18:00 | 04-MAR-11:15 | 30-MAR-18:15 | 31-MAR-05:00 | 09-MAR-19:15 | 25-MAR-18:30 | 29-MAR-18:30 | 31-MAR-18:15 | 26-MAR-18:15 | 19-MAR-18:30 | 30-MAR-18:00 | 31-MAR-05:45 | 10-MAR-06:45
BLD9NEW |  |  | Apr | 01-APR-18:45 | 30-APR-18:00 | 01-APR-16:00 | 15-APR-10:15 | 11-APR-18:30 | 21-APR-18:15 | 29-APR-10:15 | 05-APR-18:30 | 22-APR-18:45 | 21-APR-05:15 | 29-APR-10:15 | 25-APR-10:15 | 02-APR-18:45 | 06-APR-18:00 | 21-APR-05:15 | 14-APR-05:30
BLD9NEW |  |  | May | 24-MAY-10:15 | 18-MAY-11:15 | 28-MAY-16:00 | 31-MAY-17:30 | 28-MAY-10:15 | 31-MAY-16:15 | 09-MAY-10:15 | 15-MAY-12:00 | 31-MAY-16:45 | 06-MAY-10:15 | 30-MAY-16:30 | 23-MAY-10:15 | 27-MAY-12:00 | 16-MAY-16:00 | 31-MAY-10:15 | 30-MAY-10:15
BLD9NEW |  |  | Jun | 26-JUN-10:15 | 30-JUN-10:15 | 28-JUN-16:15 | 19-JUN-10:15 | 30-JUN-10:15 | 27-JUN-18:00 | 16-JUN-10:15 | 30-JUN-16:00 | 20-JUN-16:45 | 18-JUN-10:15 | 08-JUN-12:00 | 28-JUN-11:00 | 29-JUN-11:15 | 30-JUN-16:15 | 14-JUN-16:30 | 20-JUN-17:00
BLD9NEW |  |  | Jul | 13-JUL-10:15 | 30-JUL-10:15 | 19-JUL-16:00 | 03-JUL-12:00 | 29-JUL-10:15 | 24-JUL-18:00 | 02-JUL-12:00 | 25-JUL-10:15 | 31-JUL-16:15 | 24-JUL-18:15 | 14-JUL-10:15 | 17-JUL-11:15 | 15-JUL-12:00 | 21-JUL-16:00 | 08-JUL-10:15 | 29-JUL-17:00
BLD9NEW |  |  | Aug | 21-AUG-18:00 | 31-AUG-10:15 | 01-AUG-16:00 | 17-AUG-11:15 | 08-AUG-10:15 | 19-AUG-18:30 | 15-AUG-11:15 | 17-AUG-18:00 | 01-AUG-12:00 | 07-AUG-16:00 | 03-AUG-11:15 | 30-AUG-12:00 | 25-AUG-18:00 | 09-AUG-16:00 | 12-AUG-12:00 | 15-AUG-16:00
BLD9NEW |  |  | Sep | 10-SEP-10:15 | 16-SEP-10:15 | 09-SEP-18:45 | 11-SEP-12:00 | 24-SEP-10:00 | 01-SEP-11:15 | 28-SEP-16:15 | 05-SEP-10:15 | 02-SEP-18:30 | 02-SEP-16:30 | 06-SEP-11:15 | 02-SEP-12:00 | 14-SEP-12:00 | 01-SEP-16:00 | 08-SEP-18:45 | 19-SEP-05:00
BLD9NEW |  |  | Oct | 07-OCT-10:15 | 29-OCT-10:15 | 02-OCT-18:15 | 21-OCT-18:15 | 19-OCT-10:00 | 03-OCT-17:30 | 30-OCT-10:15 | 03-OCT-10:15 | 01-OCT-17:00 | 17-OCT-17:30 | 31-OCT-16:45 | 05-OCT-12:00 | 08-OCT-17:45 | 05-OCT-17:00 | 07-OCT-17:45 | 06-OCT-05:45
BLD9NEW |  |  | Nov | 01-NOV-10:15 | 26-NOV-11:00 | 12-NOV-13:00 | 19-NOV-17:30 | 20-NOV-11:15 | 10-NOV-11:15 | 03-NOV-05:00 | 05-NOV-12:00 | 10-NOV-06:30 | 03-NOV-05:00 | 02-NOV-18:15 | 10-NOV-11:15 | 03-NOV-05:00 | 21-NOV-06:00 | 03-NOV-05:00 | 14-NOV-06:00
BLD9NEW |  |  | Dec | 15-DEC-11:15 | 02-DEC-11:15 | 11-DEC-17:30 | 31-DEC-11:15 | 18-DEC-11:15 | 05-DEC-11:15 | 15-DEC-06:15 | 08-DEC-06:00 | 08-DEC-06:00 | 05-DEC-06:45 | 12-DEC-06:00 | 26-DEC-06:45 | 26-DEC-06:00 | 29-DEC-06:45 | 26-DEC-06:00 | 18-DEC-11:15
BLD9NEW |  | Source Energy
BLD9NEW |  |  | Total Source Energy (GJ) | 3307.5 | 3513.59 | 3168.42 | 3244.66 | 2811.48 | 3422.45 | 2874.74 | 3500.83 | 3209.23 | 2112.81 | 3583.72 | 3285.31 | 3648.91 | 3524.8 | 3750.87 | 4299.82
BLD9NEW |  |  | Total Source Energy (MJ/m2) | 14235.42 | 15122.43 | 13636.83 | 13964.97 | 12100.56 | 14730.16 | 12372.84 | 15067.51 | 13812.47 | 9093.49 | 15424.25 | 14139.91 | 15704.86 | 15170.69 | 16143.66 | 18506.36
BLD9NEW |  | Water Consumption (m3)
BLD9NEW |  |  | Cooling | 0 | 0 | 0 | 0 | 0 | 0 | 0 | 0 | 0 | 0 | 0 | 0 | 0 | 0 | 0 | 0
BLD9NEW |  |  | Heat Rejection | 0 | 0 | 0 | 0 | 0 | 0 | 0 | 0 | 0 | 0 | 0 | 0 | 0 | 0 | 0 | 0
BLD9NEW |  |  | Water Systems | 414.19 | 414.19 | 414.19 | 414.19 | 414.19 | 414.19 | 414.19 | 414.19 | 414.19 | 414.19 | 414.19 | 414.19 | 414.19 | 414.19 | 414.19 | 414.19
BLD9NEW |  |  | Total Building | 414.19 | 414.19 | 414.19 | 414.19 | 414.19 | 414.19 | 414.19 | 414.19 | 414.19 | 414.19 | 414.19 | 414.19 | 414.19 | 414.19 | 414.19 | 414.19
BLD9NEW |  | Emissions
BLD9NEW |  |  | Carbon Equivalent (kg) | 71578.9043 | 82734.8776 | 76680.2866 | 74889.1824 | 33853.1562 | 82080.5867 | 35053.2368 | 68905.5084 | 93874.2843 | 29223.744 | 120584.1566 | 94421.3835 | 86412.4861 | 87907.7575 | 87462.4178 | 83563.2012
BLD9NEW |  |  | CO2 (kg) | 172179.2226 | 212416.722 | 186825.6776 | 178730.9927 | 93006.2507 | 201124.3855 | 96532.8579 | 165273.9597 | 227025.0962 | 77533.1659 | 289290.1308 | 229372.5199 | 211778.2188 | 215478.4198 | 215729.4741 | 221765.9339
BLD9NEW |  |  | NOX (kg) | 275.9239 | 264.3274 | 288.4464 | 303.3243 | 81.3928 | 302.5504 | 84.6322 | 278.0186 | 362.0582 | 92.6882 | 476.5868 | 361.4838 | 329.4447 | 333.4953 | 329.7086 | 245.563
BLD9NEW |  |  | SO2 (kg) | 942.2781 | 1002.2158 | 860.6072 | 692.405 | 545.25 | 1128.535 | 538.5361 | 707.4518 | 845.2431 | 142.7695 | 1284.0556 | 830.6114 | 447.7623 | 499.7115 | 436.9613 | 926.4483
BLD9NEW |  |  | PM (kg) | 0 | 0 | 0 | 0 | 0 | 0 | 0 | 0 | 0 | 0 | 0 | 0 | 0 | 0 | 0 | 0
BLD9NEW |  |  | Hg (kg) | 0.0044 | 0.0029 | 0.0024 | 0.0026 | 0.0003 | 0.0022 | 0.0003 | 0.0029 | 0.0034 | 0.0007 | 0.004 | 0.0033 | 0.0034 | 0.0036 | 0.0033 | 0.0033
BLD9NEW |  |  | Water for Electricity (m3) | 116.5992 | 341.8064 | 6355.93 | 1231.28 | 3288.88 | 5627.36 | 3248.24 | 43.9848 | 878.6934 | 1884.09 | 295.5391 | 863.449 | 294.1242 | 11847.9 | 286.9986 | 185.8483

## Picture
DOE Commercial Building Benchmark - Quick Service Restaurant

## Schedules
4 | Day | Schedule | Type | Through | Day of Week | 1 | 2 | 3 | 4 | 5 | 6 | 7 | 8 | 9 | 10 | 11 | 12 | 13 | 14 | 15 | 16 | 17 | 18 | 19 | 20 | 21 | 22 | 23 | 24 | Hours Per Day | Hours Per Week | Hours Per Year
|  | ALWAYS_ON | On/Off | Through 12/31 | All | [24 empty] | 24 | 168 | 8760 | bar: 1 to 24
|  | ACTIVITY_SCH | Any Number | Through 12/31 | All | 120 | 120 | 120 | 120 | 120 | 120 | 120 | 120 | 120 | 120 | 120 | 120 | 120 | 120 | 120 | 120 | 120 | 120 | 120 | 120 | 120 | 120 | 120 | 120 | 2880 | 20160 | 1051200
|  | AIR_VELO_SCH | Any Number | Through 12/31 | All | 0.2 | 0.2 | 0.2 | 0.2 | 0.2 | 0.2 | 0.2 | 0.2 | 0.2 | 0.2 | 0.2 | 0.2 | 0.2 | 0.2 | 0.2 | 0.2 | 0.2 | 0.2 | 0.2 | 0.2 | 0.2 | 0.2 | 0.2 | 0.2 | 4.8 | 33.6 | 1752
SchEquip | WD | BLDG_EQUIP_SCH | Fraction | Through 12/31 | Weekday | 0.1 | 0.1 | 0.1 | 0.1 | 0.1 | 0.1 | 0.35 | 0.35 | 0.25 | 0.25 | 0.35 | 0.35 | 0.35 | 0.35 | 0.25 | 0.25 | 0.25 | 0.35 | 0.35 | 0.35 | 0.25 | 0.25 | 0.25 | 0.25 | 6 | 24 | 1251.43
| Sat |  |  |  | Sat | 0.1 | 0.1 | 0.1 | 0.1 | 0.1 | 0.1 | 0.35 | 0.35 | 0.25 | 0.25 | 0.35 | 0.35 | 0.35 | 0.35 | 0.25 | 0.25 | 0.25 | 0.35 | 0.35 | 0.35 | 0.25 | 0.25 | 0.25 | 0.25 | 6
[5 empty] | SummerDesign | 0.35 | 0.35 | 0.35 | 0.35 | 0.35 | 0.35 | 0.35 | 0.35 | 0.35 | 0.35 | 0.35 | 0.35 | 0.35 | 0.35 | 0.35 | 0.35 | 0.35 | 0.35 | 0.35 | 0.35 | 0.35 | 0.35 | 0.35 | 0.35 | 8.4
[5 empty] | WinterDesign | 0 | 0 | 0 | 0 | 0 | 0 | 0 | 0 | 0 | 0 | 0 | 0 | 0 | 0 | 0 | 0 | 0 | 0 | 0 | 0 | 0 | 0 | 0 | 0 | 0
| Sun |  |  |  | Sun, Hol, Other | 0.1 | 0.1 | 0.1 | 0.1 | 0.1 | 0.1 | 0.35 | 0.35 | 0.25 | 0.25 | 0.35 | 0.35 | 0.35 | 0.35 | 0.25 | 0.25 | 0.25 | 0.35 | 0.35 | 0.35 | 0.25 | 0.25 | 0.25 | 0.25 | 6
|  | BLDG_LIGHT_SCH | Fraction | Through 12/31 | SummerDesign | [24 empty] | 24 | 35.4 | 1845.86 | bar: 1 to 24
[5 empty] | WinterDesign | 0 | 0 | 0 | 0 | 0 | 0 | 0 | 0 | 0 | 0 | 0 | 0 | 0 | 0 | 0 | 0 | 0 | 0 | 0 | 0 | 0 | 0 | 0 | 0 | 0
SchLight | WD | BLDG_LIGHT_SCH |  |  | Weekday, Sat, Sun, Hol, Other | 0.45 | 0.15 | 0.15 | 0.15 | 0.15 | 0.45 | 0.9 | 0.9 | 0.9 | 0.9 | 0.9 | 0.9 | 0.9 | 0.9 | 0.9 | 0.9 | 0.9 | 0.9 | 0.9 | 0.9 | 0.9 | 0.9 | 0.9 | 0.9 | 17.7
| Sat |  |  |  | Weekday, Sat, Sun, Hol, Other | 0.45 | 0.15 | 0.15 | 0.15 | 0.15 | 0.45 | 0.9 | 0.9 | 0.9 | 0.9 | 0.9 | 0.9 | 0.9 | 0.9 | 0.9 | 0.9 | 0.9 | 0.9 | 0.9 | 0.9 | 0.9 | 0.9 | 0.9 | 0.9 | 17.7
| Sun |  |  |  | Weekday, Sat, Sun, Hol, Other | 0.45 | 0.15 | 0.15 | 0.15 | 0.15 | 0.45 | 0.9 | 0.9 | 0.9 | 0.9 | 0.9 | 0.9 | 0.9 | 0.9 | 0.9 | 0.9 | 0.9 | 0.9 | 0.9 | 0.9 | 0.9 | 0.9 | 0.9 | 0.9 | 17.7
SchOcc | WD | BLDG_OCC_SCH | Fraction | Through 12/31 | WD | 0.05 | 0 | 0 | 0 | 0 | 0.05 | 0.1 | 0.4 | 0.4 | 0.3 | 0.2 | 0.5 | 0.8 | 0.7 | 0.4 | 0.2 | 0.25 | 0.5 | 0.55 | 0.55 | 0.55 | 0.5 | 0.35 | 0.2 | 7.55 | 44.5 | 2320.36
[5 empty] | SummerDesign | [24 empty] | 24 | bar: 1 to 24
[5 empty] | WinterDesign | 0 | 0 | 0 | 0 | 0 | 0 | 0 | 0 | 0 | 0 | 0 | 0 | 0 | 0 | 0 | 0 | 0 | 0 | 0 | 0 | 0 | 0 | 0 | 0 | 0
| Sat |  |  |  | Sat, Sun, Hol, Other | 0.05 | 0 | 0 | 0 | 0 | 0.05 | 0.05 | 0.3 | 0.3 | 0.3 | 0.2 | 0.45 | 0.6 | 0.5 | 0.35 | 0.3 | 0.3 | 0.3 | 0.55 | 0.55 | 0.55 | 0.5 | 0.35 | 0.2 | 6.75
| Sun |  |  |  | Sat, Sun, Hol, Other | 0.05 | 0 | 0 | 0 | 0 | 0.05 | 0.05 | 0.3 | 0.3 | 0.3 | 0.2 | 0.45 | 0.6 | 0.5 | 0.35 | 0.3 | 0.3 | 0.3 | 0.55 | 0.55 | 0.55 | 0.5 | 0.35 | 0.2 | 6.75
|  | GAS_EQUIP_SCH | Fraction | Through 12/31 | SummerDesign | 0.25 | 0.25 | 0.25 | 0.25 | 0.25 | 0.25 | 0.25 | 0.25 | 0.25 | 0.25 | 0.25 | 0.25 | 0.25 | 0.25 | 0.25 | 0.25 | 0.25 | 0.25 | 0.25 | 0.25 | 0.25 | 0.25 | 0.25 | 0.25 | 6 | 0 | 0
[5 empty] | WinterDesign | 0 | 0 | 0 | 0 | 0 | 0 | 0 | 0 | 0 | 0 | 0 | 0 | 0 | 0 | 0 | 0 | 0 | 0 | 0 | 0 | 0 | 0 | 0 | 0 | 0
SchGas | WD | GAS_EQUIP_SCH |  |  | Other | 0.02 | 0.02 | 0.02 | 0.02 | 0.02 | 0.03 | 0.09 | 0.14 | 0.1 | 0.1 | 0.22 | 0.27 | 0.24 | 0.21 | 0.14 | 0.13 | 0.15 | 0.17 | 0.17 | 0.17 | 0.15 | 0.14 | 0.12 | 0.02 | 2.86
| Sat |  |  |  | Other | 0.02 | 0.02 | 0.02 | 0.02 | 0.02 | 0.03 | 0.09 | 0.14 | 0.1 | 0.1 | 0.22 | 0.27 | 0.24 | 0.21 | 0.14 | 0.13 | 0.15 | 0.17 | 0.17 | 0.17 | 0.15 | 0.14 | 0.12 | 0.02 | 2.86
| Sun |  |  |  | Other | 0.02 | 0.02 | 0.02 | 0.02 | 0.02 | 0.03 | 0.09 | 0.14 | 0.1 | 0.1 | 0.22 | 0.27 | 0.24 | 0.21 | 0.14 | 0.13 | 0.15 | 0.17 | 0.17 | 0.17 | 0.15 | 0.14 | 0.12 | 0.02 | 2.86
|  | INFIL_HALF_ON_SCH | Fraction | Through 12/31 | WD, SummerDesign | 1 | 1 | 1 | 1 | 1 | 0.5 | 0.5 | 0.5 | 0.5 | 0.5 | 0.5 | 0.5 | 0.5 | 0.5 | 0.5 | 0.5 | 0.5 | 0.5 | 0.5 | 0.5 | 0.5 | 0.5 | 0.5 | 0.5 | 14.5 | 101.5 | 5292.5
[5 empty] | Sat, WinterDesign | 1 | 1 | 1 | 1 | 1 | 0.5 | 0.5 | 0.5 | 0.5 | 0.5 | 0.5 | 0.5 | 0.5 | 0.5 | 0.5 | 0.5 | 0.5 | 0.5 | 0.5 | 0.5 | 0.5 | 0.5 | 0.5 | 0.5 | 14.5
[5 empty] | Sun, Hol, Other | 1 | 1 | 1 | 1 | 1 | 0.5 | 0.5 | 0.5 | 0.5 | 0.5 | 0.5 | 0.5 | 0.5 | 0.5 | 0.5 | 0.5 | 0.5 | 0.5 | 0.5 | 0.5 | 0.5 | 0.5 | 0.5 | 0.5 | 14.5
|  | Kitchen_Exhaust_SCH | On/Off | Through 12/31 | All | 1 | 0 | 0 | 0 | 0 | 1 | 1 | 1 | 1 | 1 | 1 | 1 | 1 | 1 | 1 | 1 | 1 | 1 | 1 | 1 | 1 | 1 | 1 | 1 | 20 | 140 | 7300
|  | WORK_EFF_SCH | Fraction | Through 12/31 | All | 0 | 0 | 0 | 0 | 0 | 0 | 0 | 0 | 0 | 0 | 0 | 0 | 0 | 0 | 0 | 0 | 0 | 0 | 0 | 0 | 0 | 0 | 0 | 0 | 0 | 0 | 0
|  | CLOTHING_SCH | Any Number | Through 04/30 | All | [24 empty] | 24 | 168 | 6924 | bar: 1 to 24
|  |  |  | Through 09/30 | All | 0.5 | 0.5 | 0.5 | 0.5 | 0.5 | 0.5 | 0.5 | 0.5 | 0.5 | 0.5 | 0.5 | 0.5 | 0.5 | 0.5 | 0.5 | 0.5 | 0.5 | 0.5 | 0.5 | 0.5 | 0.5 | 0.5 | 0.5 | 0.5 | 12 | 84
|  |  |  | Through 12/31 | All | [24 empty] | 24 | 168 | bar: 1 to 24
|  | Dual Zone Control Type Sched | Control Type | Through 12/31 | All | 4 | 4 | 4 | 4 | 4 | 4 | 4 | 4 | 4 | 4 | 4 | 4 | 4 | 4 | 4 | 4 | 4 | 4 | 4 | 4 | 4 | 4 | 4 | 4 | 96 | 672 | 35040
|  | CLGSETP_KITCHEN_SCH | Temperature | Through 12/31 | WinterDesign | 30 | 30 | 30 | 30 | 30 | 30 | 30 | 30 | 30 | 30 | 30 | 30 | 30 | 30 | 30 | 30 | 30 | 30 | 30 | 30 | 30 | 30 | 30 | 30 | 720 | 0 | 0
[5 empty] | Other | 26 | 30 | 30 | 30 | 30 | 26 | 26 | 26 | 26 | 26 | 26 | 26 | 26 | 26 | 26 | 26 | 26 | 26 | 26 | 26 | 26 | 26 | 26 | 26 | 640
|  | HTGSETP_KITCHEN_SCH | Temperature | Through 12/31 | SummerDesign | 15.6 | 15.6 | 15.6 | 15.6 | 15.6 | 15.6 | 15.6 | 15.6 | 15.6 | 15.6 | 15.6 | 15.6 | 15.6 | 15.6 | 15.6 | 15.6 | 15.6 | 15.6 | 15.6 | 15.6 | 15.6 | 15.6 | 15.6 | 15.6 | 374.4 | 0 | 0
[5 empty] | WinterDesign | 19 | 19 | 19 | 19 | 19 | 19 | 19 | 19 | 19 | 19 | 19 | 19 | 19 | 19 | 19 | 19 | 19 | 19 | 19 | 19 | 19 | 19 | 19 | 19 | 456
[5 empty] | Other | 19 | 15.6 | 15.6 | 15.6 | 15.6 | 19 | 19 | 19 | 19 | 19 | 19 | 19 | 19 | 19 | 19 | 19 | 19 | 19 | 19 | 19 | 19 | 19 | 19 | 19 | 442.4
|  | CLGSETP_SCH | Temperature | Through 12/31 | WinterDesign | 30 | 30 | 30 | 30 | 30 | 30 | 30 | 30 | 30 | 30 | 30 | 30 | 30 | 30 | 30 | 30 | 30 | 30 | 30 | 30 | 30 | 30 | 30 | 30 | 720 | 0 | 0
SetCool | WD | CLGSETP_SCH |  |  | Other | 24 | 30 | 30 | 30 | 30 | 24 | 24 | 24 | 24 | 24 | 24 | 24 | 24 | 24 | 24 | 24 | 24 | 24 | 24 | 24 | 24 | 24 | 24 | 24 | 600
| Sat | CLGSETP_SCH |  |  | Other | 24 | 30 | 30 | 30 | 30 | 24 | 24 | 24 | 24 | 24 | 24 | 24 | 24 | 24 | 24 | 24 | 24 | 24 | 24 | 24 | 24 | 24 | 24 | 24 | 600
| Sun | CLGSETP_SCH |  |  | Other | 24 | 30 | 30 | 30 | 30 | 24 | 24 | 24 | 24 | 24 | 24 | 24 | 24 | 24 | 24 | 24 | 24 | 24 | 24 | 24 | 24 | 24 | 24 | 24 | 600
|  | HTGSETP_SCH | Temperature | Through 12/31 | SummerDesign | 15.6 | 15.6 | 15.6 | 15.6 | 15.6 | 15.6 | 15.6 | 15.6 | 15.6 | 15.6 | 15.6 | 15.6 | 15.6 | 15.6 | 15.6 | 15.6 | 15.6 | 15.6 | 15.6 | 15.6 | 15.6 | 15.6 | 15.6 | 15.6 | 374.4 | 0 | 0
[5 empty] | WinterDesign | 21 | 21 | 21 | 21 | 21 | 21 | 21 | 21 | 21 | 21 | 21 | 21 | 21 | 21 | 21 | 21 | 21 | 21 | 21 | 21 | 21 | 21 | 21 | 21 | 504
SetHeat | WD | HTGSETP_SCH |  |  | Other | 21 | 15.6 | 15.6 | 15.6 | 15.6 | 21 | 21 | 21 | 21 | 21 | 21 | 21 | 21 | 21 | 21 | 21 | 21 | 21 | 21 | 21 | 21 | 21 | 21 | 21 | 482.4
| Sat |  |  |  | Other | 21 | 15.6 | 15.6 | 15.6 | 15.6 | 21 | 21 | 21 | 21 | 21 | 21 | 21 | 21 | 21 | 21 | 21 | 21 | 21 | 21 | 21 | 21 | 21 | 21 | 21 | 482.4
| Sun |  |  |  | Other | 21 | 15.6 | 15.6 | 15.6 | 15.6 | 21 | 21 | 21 | 21 | 21 | 21 | 21 | 21 | 21 | 21 | 21 | 21 | 21 | 21 | 21 | 21 | 21 | 21 | 21 | 482.4
|  | HVACOperationSchd | On/Off | Through 12/31 | All | 1 | 0 | 0 | 0 | 0 | 1 | 1 | 1 | 1 | 1 | 1 | 1 | 1 | 1 | 1 | 1 | 1 | 1 | 1 | 1 | 1 | 1 | 1 | 1 | 20 | 140 | 7300
|  | MinOA_Sched | Fraction | Through 12/31 | All | 1 | 0 | 0 | 0 | 0 | 1 | 1 | 1 | 1 | 1 | 1 | 1 | 1 | 1 | 1 | 1 | 1 | 1 | 1 | 1 | 1 | 1 | 1 | 1 | 20 | 140 | 7300
|  | Kitchen_Case:1_WALKINFREEZER_CaseCreditReduxSched | Fraction | Through 12/31 | All | 0.2 | 0.2 | 0.2 | 0.2 | 0.2 | 0.2 | 0.2 | 0.4 | 0.4 | 0.4 | 0.4 | 0.4 | 0.4 | 0.4 | 0.4 | 0.4 | 0.4 | 0.4 | 0.4 | 0.4 | 0.4 | 0.2 | 0.2 | 0.2 | 7.6 | 53.2 | 2774
|  | Kitchen_Case:1_WALKINFREEZER_CaseDefrost2aDaySched | On/Off | Through 12/31 | All | 0 | 0 | 0 | 0 | 0 | 0 | 0 | 0 | 0 | 0 | 0 | 0 | 0 | 0 | 0 | 0 | 0 | 0 | 0 | 0 | 0 | 0 | 0 | 0 | 0.67 | 4.67 | 243.33
|  | Kitchen_Case:1_WALKINFREEZER_CaseDripDown2aDaySched | On/Off | Through 12/31 | All | 0 | 0 | 0 | 0 | 0 | 0 | 0 | 0 | 0 | 0 | 0 | 0 | 0 | 0 | 0 | 0 | 0 | 0 | 0 | 0 | 0 | 0 | 0 | 0 | 1 | 7 | 365
|  | Kitchen_Case:1_WALKINFREEZER_WalkInStockingSched | Any Number | Through 12/31 | Tue, Fri | 0 | 0 | 0 | 0 | 725 | 417 | 290 | 0 | 0 | 0 | 0 | 0 | 0 | 0 | 0 | 0 | 0 | 0 | 0 | 0 | 0 | 0 | 0 | 0 | 1432 | 1432 | 74668.57
[5 empty] | Other | 0 | 0 | 0 | 0 | 125 | 117 | 90 | 0 | 0 | 0 | 0 | 0 | 0 | 0 | 0 | 0 | 0 | 0 | 0 | 125 | 117 | 90 | 0 | 0 | 664
|  | Kitchen_Case:2_SELFCONTAINEDDISPLAYCASE_CaseStockingSched | Any Number | Through 12/31 | All | 0 | 0 | 0 | 0 | 0 | 0 | 50 | 70 | 70 | 80 | 70 | 50 | 50 | 80 | 90 | 80 | 0 | 0 | 0 | 0 | 0 | 0 | 0 | 0 | 690 | 4830 | 251850
SchSWH | WD | BLDG_SWH_SCH | Fraction | Through 12/31 | WD, SummerDesign | 0.2 | 0 | 0 | 0 | 0 | 0 | 0.15 | 0.6 | 0.55 | 0.45 | 0.4 | 0.45 | 0.4 | 0.35 | 0.3 | 0.3 | 0.3 | 0.4 | 0.55 | 0.6 | 0.5 | 0.55 | 0.45 | 0.25 | 7.75 | 52.65 | 2745.32
| Sat |  |  |  | Sat, WinterDesign | 0.2 | 0 | 0 | 0 | 0 | 0 | 0.15 | 0.15 | 0.15 | 0.5 | 0.45 | 0.5 | 0.5 | 0.45 | 0.4 | 0.4 | 0.35 | 0.4 | 0.55 | 0.55 | 0.5 | 0.55 | 0.4 | 0.3 | 7.45
| Sun |  |  |  | Sun, Hol, Other | 0.25 | 0 | 0 | 0 | 0 | 0 | 0.15 | 0.15 | 0.15 | 0.15 | 0.5 | 0.5 | 0.4 | 0.4 | 0.3 | 0.3 | 0.3 | 0.4 | 0.5 | 0.5 | 0.4 | 0.5 | 0.4 | 0.2 | 6.45
|  | Kitchen Water Equipment Hot Supply Temp Sched | Temperature | Through 12/31 | All | 49 | 49 | 49 | 49 | 49 | 49 | 49 | 49 | 49 | 49 | 49 | 49 | 49 | 49 | 49 | 49 | 49 | 49 | 49 | 49 | 49 | 49 | 49 | 49 | 1176 | 8232 | 429240
|  | Kitchen Water Equipment Latent fract sched | Fraction | Through 12/31 | All | 0.05 | 0.05 | 0.05 | 0.05 | 0.05 | 0.05 | 0.05 | 0.05 | 0.05 | 0.05 | 0.05 | 0.05 | 0.05 | 0.05 | 0.05 | 0.05 | 0.05 | 0.05 | 0.05 | 0.05 | 0.05 | 0.05 | 0.05 | 0.05 | 1.2 | 8.4 | 438
|  | Kitchen Water Equipment Sensible fract sched | Fraction | Through 12/31 | All | 0.2 | 0.2 | 0.2 | 0.2 | 0.2 | 0.2 | 0.2 | 0.2 | 0.2 | 0.2 | 0.2 | 0.2 | 0.2 | 0.2 | 0.2 | 0.2 | 0.2 | 0.2 | 0.2 | 0.2 | 0.2 | 0.2 | 0.2 | 0.2 | 4.8 | 33.6 | 1752
|  | Kitchen Water Equipment Temp Sched | Temperature | Through 12/31 | All | 49 | 49 | 49 | 49 | 49 | 49 | 49 | 49 | 49 | 49 | 49 | 49 | 49 | 49 | 49 | 49 | 49 | 49 | 49 | 49 | 49 | 49 | 49 | 49 | 1176 | 8232 | 429240
|  | PlantOnSched | On/Off | Through 12/31 | All | [24 empty] | 24 | 168 | 8760 | bar: 1 to 24
|  | SWHSys1 Water Heater Ambient Temperature Schedule Name | Temperature | Through 12/31 | All | 22 | 22 | 22 | 22 | 22 | 22 | 22 | 22 | 22 | 22 | 22 | 22 | 22 | 22 | 22 | 22 | 22 | 22 | 22 | 22 | 22 | 22 | 22 | 22 | 528 | 3696 | 192720
|  | SWHSys1 Water Heater Setpoint Temperature Schedule Name | Temperature | Through 12/31 | All | 60 | 60 | 60 | 60 | 60 | 60 | 60 | 60 | 60 | 60 | 60 | 60 | 60 | 60 | 60 | 60 | 60 | 60 | 60 | 60 | 60 | 60 | 60 | 60 | 1440 | 10080 | 525600
|  | SWHSys1-Loop-Temp-Schedule | Temperature | Through 12/31 | All | 60 | 60 | 60 | 60 | 60 | 60 | 60 | 60 | 60 | 60 | 60 | 60 | 60 | 60 | 60 | 60 | 60 | 60 | 60 | 60 | 60 | 60 | 60 | 60 | 1440 | 10080 | 525600